## MasterList
Desc | Unit | Cat | Sel | Cat.Sel
Acoustic ceiling tile | SF | ACT | AV | ACT.AV
Suspended ceiling grid - Reset/realign | SF | ACT | SGRS | ACT.SGRS
Cooktop - electric - High grade | EA | APP | CT+ | APP.CT+
Cooktop - electric - Premium grade | EA | APP | CT++ | APP.CT++
Cooktop - gas - High grade | EA | APP | CTG+ | APP.CTG+
Dishwasher | EA | APP | DW | APP.DW
Dishwasher - Standard grade | EA | APP | DW- | APP.DW-
Dishwasher - High grade | EA | APP | DW+ | APP.DW+
Dishwasher - Premium grade | EA | APP | DW++ | APP.DW++
Built-in freezer - 36" - High grade | EA | APP | FRBI+ | APP.FRBI+
Garbage disposer | EA | APP | GD | APP.GD
Garbage disposer - Standard grade | EA | APP | GD- | APP.GD-
Garbage disposer - High grade | EA | APP | GD+ | APP.GD+
Garbage disposer - Premium grade | EA | APP | GD++ | APP.GD++
Range hood | EA | APP | HD | APP.HD
Range hood - Standard grade | EA | APP | HD- | APP.HD-
Microwave oven - over range w/built-in hood | EA | APP | MWS | APP.MWS
Microwave oven - over range w/built-in hood - High grade | EA | APP | MWS+ | APP.MWS+
Built-in oven - High grade | EA | APP | OVBI+ | APP.OVBI+
Built-in double oven - High grade | EA | APP | OVBID+ | APP.OVBID+
Refrigerator - top freezer - 14 to 18 cf | EA | APP | RF14 | APP.RF14
Refrigerator - top freezer - 14 to 18 cf - High grade | EA | APP | RF14+ | APP.RF14+
Refrigerator - top freezer - 18 to 22 cf | EA | APP | RF18 | APP.RF18
Refrigerator - top freezer - 22 to 24 cf | EA | APP | RF22 | APP.RF22
Built-in refrigerator - 36" - High grade | EA | APP | RFBI+ | APP.RFBI+
Built-in refrigerator - 42" - High grade | EA | APP | RFBI>+ | APP.RFBI>+
Refrigerator - side by side - 16 to 22 cf - Standard grade | EA | APP | RFS18- | APP.RFS18-
Range - freestanding - electric | EA | APP | RG | APP.RG
Range - freestanding - electric - Standard grade | EA | APP | RG- | APP.RG-
Range - drop in | EA | APP | RGDI | APP.RGDI
Range - freestanding - gas | EA | APP | RGG | APP.RGG
Range - slide in - electric - Standard grade | EA | APP | RGS- | APP.RGS-
Trash compactor - High grade | EA | APP | TC+ | APP.TC+
Appliance water line - 1/4" | EA | APP | WL | APP.WL
Countertop subdeck - plywood | SF | CAB | CTDK | CAB.CTDK
Countertop - flat laid plastic laminate | LF | CAB | CTFL | CAB.CTFL
Countertop - flat laid plastic laminate - Standard grade | LF | CAB | CTFL- | CAB.CTFL-
Countertop - flat laid plastic laminate - Premium grade | LF | CAB | CTFL++ | CAB.CTFL++
Countertop - flat laid laminate - laminate only - High gr. | LF | CAB | CTFLP+ | CAB.CTFLP+
4" backsplash for flat laid countertop | LF | CAB | CTFSPL4 | CAB.CTFSPL4
Add on for undermount sink cutout & polish - single basin | EA | CAB | CTGMS | CAB.CTGMS
Countertop - post formed plastic laminate | LF | CAB | CTPF | CAB.CTPF
Countertop - post formed plastic laminate - Standard grade | LF | CAB | CTPF- | CAB.CTPF-
Countertop - post formed plastic laminate - High grade | LF | CAB | CTPF+ | CAB.CTPF+
Countertop - post formed plastic laminate - Premium grade | LF | CAB | CTPF++ | CAB.CTPF++
Countertop - quartz/engineered stone - High grade | SF | CAB | CTQ+ | CAB.CTQ+
Sink - single - solid surface material | EA | CAB | CTSNKS | CAB.CTSNKS
Countertop - solid surface | SF | CAB | CTSS | CAB.CTSS
Countertop - solid surface - High grade | SF | CAB | CTSS+ | CAB.CTSS+
Custom cabinets - wall units - up to 24" tall | LF | CAB | CUW24 | CAB.CUW24
Custom cabinets - wall units - up to 24" tall - High grade | LF | CAB | CUW24+ | CAB.CUW24+
Custom cabinets - wall units - 30" tall | LF | CAB | CUW30 | CAB.CUW30
Custom cabinets - wall units - 30" tall - High grade | LF | CAB | CUW30+ | CAB.CUW30+
Custom cabinets - wall units - 36" tall | LF | CAB | CUW36 | CAB.CUW36
Cabinetry - full height unit | LF | CAB | FH | CAB.FH
Cabinetry - full height unit - High grade | LF | CAB | FH+ | CAB.FH+
Cabinetry - full height unit - Premium grade | LF | CAB | FH++ | CAB.FH++
Cabinetry - laminate lower (base) units | LF | CAB | FLOW | CAB.FLOW
Cabinetry - laminate lower (base) units - Standard grade | LF | CAB | FLOW- | CAB.FLOW-
Cabinetry - laminate lower (base) units - High grade | LF | CAB | FLOW+ | CAB.FLOW+
Laminated plastic cabinets - lower unit - Comm grade | LF | CAB | FLOWC | CAB.FLOWC
Cabinetry - laminate upper (wall) units - Standard grade | LF | CAB | FUP- | CAB.FUP-
Laminated plastic cabinets - upper unit - Comm grade | LF | CAB | FUPC | CAB.FUPC
Add for leaded glass (standard design), per cabinet door | EA | CAB | GL+ | CAB.GL+
Cabinet knob or pull | EA | CAB | KNPL | CAB.KNPL
Cabinet knob or pull - High grade | EA | CAB | KNPL+ | CAB.KNPL+
Carpenter - Finish, Trim / Cabinet - per hour | HR | CAB | LAB | CAB.LAB
Cabinetry - lower (base) units | LF | CAB | LOW | CAB.LOW
Cabinetry - lower (base) units - Standard grade | LF | CAB | LOW- | CAB.LOW-
Cabinetry - lower (base) units - High grade | LF | CAB | LOW+ | CAB.LOW+
Cabinetry - lower (base) units - Premium grade | LF | CAB | LOW++ | CAB.LOW++
Medicine cabinet - High grade | EA | CAB | MC+ | CAB.MC+
Custom cabinet panels - side, end, or back - High grade | SF | CAB | PNL+ | CAB.PNL+
Wood range hood, 36" - tapered canopy - Premium grade | EA | CAB | RH36++ | CAB.RH36++
Wood range hood, 42" - tapered canopy - High grade | EA | CAB | RH42+ | CAB.RH42+
Cabinetry - upper (wall) units | LF | CAB | UP | CAB.UP
Cabinetry - upper (wall) units - High grade | LF | CAB | UP+ | CAB.UP+
Vanity | LF | CAB | VAN | CAB.VAN
Vanity - Standard grade | LF | CAB | VAN- | CAB.VAN-
Vanity - High grade | LF | CAB | VAN+ | CAB.VAN+
Vanity - Premium grade | LF | CAB | VAN++ | CAB.VAN++
Final cleaning - construction - Commercial |  | CLN | FINALC | CLN.FINALC
Final cleaning - construction - Residential |  | CLN | FINALR | CLN.FINALR
Clean with pressure/chemical spray |  | CLN | PWASH | CLN.PWASH
Clean with pressure/chemical spray - Heavy |  | CLN | PWASH+ | CLN.PWASH+
Clean sink |  | CLN | SNK | CLN.SNK
Clean toilet |  | CLN | TLT | CLN.TLT
Overlay for exterior decking - stamped polymer concrete | SF | CNC | DKCOLAY | CNC.DKCOLAY
Concrete pier or footing with post anchor | EA | CNC | PIER | CNC.PIER
Dumpster load - Approx. 20 yards, 4 tons of debris | EA | DMO | DUMP | DMO.DUMP
Dumpster load - Approx. 12 yards, 1-3 tons of debris | EA | DMO | DUMP< | DMO.DUMP<
Dumpster load - Approx. 30 yards, 5-7 tons of debris | EA | DMO | DUMP> | DMO.DUMP>
Dumpster load - Approx. 40 yards, 7-8 tons of debris | EA | DMO | DUMP>> | DMO.DUMP>>
Mask or cover per square foot |  | DMO | MASKSF | DMO.MASKSF
Interior door unit | EA | DOR | AV | DOR.AV
Interior door unit - Standard grade | EA | DOR | AV- | DOR.AV-
Interior door unit - High grade | EA | DOR | AV+ | DOR.AV+
Interior door unit - Premium grade | EA | DOR | AV++ | DOR.AV++
Bifold door set - Colonist - Double | EA | DOR | BF | DOR.BF
Bifold door set - lauan/mahogany - Double | EA | DOR | BF- | DOR.BF-
Bifold door set - Birch veneer - Double | EA | DOR | BF+ | DOR.BF+
Bifold door set - solid core - half louvered - Double | EA | DOR | BF++ | DOR.BF++
Bifold mirrored door set - High grade - Double | EA | DOR | BFMIR+ | DOR.BFMIR+
Interior door - Colonist - pre-hung unit |  | DOR | COL | DOR.COL
Interior double door - Colonist - pre-hung unit |  | DOR | COLD | DOR.COLD
Cut down interior door and jamb |  | DOR | CUTDORJ | DOR.CUTDORJ
French door - Interior - stain grade jamb & casing | EA | DOR | FRI+ | DOR.FRI+
French double door set - Interior - pre-hung - stain grade |  | DOR | FRI2+ | DOR.FRI2+
Interior door - solid oak - paneled - pre-hung unit | EA | DOR | OAKP | DOR.OAKP
Overhead door & hardware - 10' x 7' |  | DOR | OH10 | DOR.OH10
Overhead door & hardware - 12' x 7' |  | DOR | OH12 | DOR.OH12
Overhead door & hardware - 16' x 7' |  | DOR | OH16 | DOR.OH16
Overhead (garage) door opener |  | DOR | OHO | DOR.OHO
Steel door, 3' x 7' | EA | DOR | SD3 | DOR.SD3
Steel door, 3' x 7' - with glass lite | EA | DOR | SD3GL | DOR.SD3GL
Steel door frame - 3' opening | EA | DOR | SDF3 | DOR.SDF3
Storm door assembly | EA | DOR | STRMD | DOR.STRMD
Storm door assembly - High grade | EA | DOR | STRMD+ | DOR.STRMD+
Wood door - oak face, solid core | EA | DOR | WDOSC | DOR.WDOSC
Wood door - panel - solid pine | EA | DOR | WDPNL | DOR.WDPNL
Exterior door - metal - insulated - flush or panel style | EA | DOR | X | DOR.X
Exterior door - solid core lauan / mahogany or birch flush | EA | DOR | X- | DOR.X-
Exterior door - metal - insulated / wood - High grade |  | DOR | X+ | DOR.X+
Add. charge for a retrofit ext. door - large - difficult |  | DOR | XRETR>+ | DOR.XRETR>+
Additional charge for a retrofit commercial grade doors | EA | DOR | XRETRO | DOR.XRETRO
24" Sidelight | EA | DOR | XSLT | DOR.XSLT
1/2" drywall - hung, taped, floated, ready for paint | SF | DRY | 1/2 | DRY.1/2
1/2" drywall - hung, taped, ready for texture | SF | DRY | 1/2- | DRY.1/2-
1/2" drywall - hung, taped, heavy texture, ready for paint | SF | DRY | 1/2+ | DRY.1/2+
5/8" drywall - hung, taped, floated, ready for paint | SF | DRY | 5/8 | DRY.5/8
Acoustic ceiling (popcorn) texture | SF | DRY | AC | DRY.AC
1/2" - drywall per LF - up to 2' tall |  | DRY | LF | DRY.LF
1/2" - drywall per LF - up to 4' tall |  | DRY | LF> | DRY.LF>
Mask wall - plastic, paper, tape (per LF) | LF | DRY | MASKLF | DRY.MASKLF
Tape joint for new to existing drywall - per LF |  | DRY | PATCHJ | DRY.PATCHJ
Texture drywall - smooth / skim coat | SF | DRY | TEX++ | DRY.TEX++
110 volt copper wiring run, box and outlet | EA | ELE | 110 | ELE.110
110 volt copper wiring run and box - rough in only |  | ELE | 110BOX | ELE.110BOX
110 volt copper wiring run, box and switch | EA | ELE | 110S | ELE.110S
220 volt copper wiring run, box and receptacle | EA | ELE | 220 | ELE.220
Baseboard electric heater - 6' |  | ELE | BBH | ELE.BBH
Baseboard electric heater - 8' | EA | ELE | BBH> | ELE.BBH>
Breaker panel - 100 amp w/arc fault breakers | EA | ELE | BPA100 | ELE.BPA100
Breaker panel - 100 amp | EA | ELE | BPNL100 | ELE.BPNL100
Breaker panel - 200 amp | EA | ELE | BPNL200 | ELE.BPNL200
Commercial electrical (SF of bldg) - Average load | SF | ELE | CSF | ELE.CSF
Exhaust fan - High grade | EA | ELE | FAN+ | ELE.FAN+
Ground fault interrupter (GFI) outlet |  | ELE | GFI | ELE.GFI
Grounding rod - copper clad with clamp, 8' | EA | ELE | GROD | ELE.GROD
Phone / low voltage copper wiring | LF | ELE | LV | ELE.LV
Meter mast for overhead power - 2" conduit | EA | ELE | MAST | ELE.MAST
Megohmmeter check electrical circuits - average residence |  | ELE | MEG | ELE.MEG
Meter base and main disconnect - 200 amp |  | ELE | METR | ELE.METR
Meter base and main disconnect - 100 to 125 amp | EA | ELE | METR< | ELE.METR<
Phone, TV, or speaker outlet | EA | ELE | OL | ELE.OL
220 volt outlet | EA | ELE | OL220 | ELE.OL220
Outlet | EA | ELE | OS | ELE.OS
Radiant heat - wire mat | SF | ELE | RADMAT | ELE.RADMAT
Rewire\wire - avg. residence - boxes & wiring | SF | ELE | REWIRE | ELE.REWIRE
Security system - control panel - High grade | EA | ELE | SECP+ | ELE.SECP+
Smoke detector | EA | ELE | SMOKE | ELE.SMOKE
Smoke detector - Standard grade | EA | ELE | SMOKE- | ELE.SMOKE-
Smoke detector - High grade | EA | ELE | SMOKE+ | ELE.SMOKE+
Smoke detector - Premium grade | EA | ELE | SMOKE++ | ELE.SMOKE++
Trunk cable - aluminum - 4 wire 2/0 | LF | ELE | TRUNK | ELE.TRUNK
Trunk cable - aluminum - 4 wire 4/0 | LF | ELE | TRUNK+ | ELE.TRUNK+
Thermostat - electric heat | EA | ELE | TS | ELE.TS
Thermostat - electric heat - Deluxe grade - programmable | EA | ELE | TS+++ | ELE.TS+++
Exterior outlet or switch | EA | ELE | XOS | ELE.XOS
Central vacuum - cleaning system - Large | EA | ELS | CVAC+ | ELS.CVAC+
Door signs - plastic w/metal holder | EA | EQC | SND | EQC.SND
Carpet |  | FCC | AV | FCC.AV
Carpet - Standard grade | SF | FCC | AV- | FCC.AV-
Carpet - Economy grade | SF | FCC | AV-- | FCC.AV--
Carpet - High grade | SF | FCC | AV+ | FCC.AV+
Carpet - Premium grade | SF | FCC | AV++ | FCC.AV++
Carpet cove (wall wrap) - 4" | LF | FCC | COVE | FCC.COVE
Glue down carpet - High grade | SF | FCC | GD+ | FCC.GD+
Carpet pad |  | FCC | PAD | FCC.PAD
Carpet pad - Standard grade | SF | FCC | PAD- | FCC.PAD-
Carpet pad - High grade | SF | FCC | PAD+ | FCC.PAD+
Pad - rebond, 3/8", 7 lb. | SF | FCC | PRE3/8 | FCC.PRE3/8
Step charge for "waterfall" carpet installation | EA | FCC | STP | FCC.STP
Step charge for "tucked" carpet installation - High grade | EA | FCC | STP+ | FCC.STP+
Tile floor covering |  | FCT | AV | FCT.AV
Tile floor covering - High grade | SF | FCT | AV+ | FCT.AV+
Tile floor covering - Premium grade |  | FCT | AV++ | FCT.AV++
Tile base - High grade | LF | FCT | B+ | FCT.B+
Additional labour to remove tile from concrete slab |  | FCT | CNCRM | FCT.CNCRM
Floor leveling cement - Light | SF | FCT | LEVCEM< | FCT.LEVCEM<
Mortar bed for tile floors |  | FCT | MORTAR | FCT.MORTAR
Underlayment - sound/crack membrane - up to 40 mil | SF | FCT | US | FCT.US
Vinyl floor covering (sheet goods) | SF | FCV | AV | FCV.AV
Vinyl floor covering (sheet goods) - Standard grade | SF | FCV | AV- | FCV.AV-
Vinyl floor covering (sheet goods) - Economy grade | SF | FCV | AV-- | FCV.AV--
Vinyl floor covering (sheet goods) - High grade | SF | FCV | AV+ | FCV.AV+
Vinyl floor covering (sheet goods) - Premium grade | SF | FCV | AV++ | FCV.AV++
Cove base molding - rubber or vinyl, 4" high | LF | FCV | CB4 | FCV.CB4
Vinyl cove - 4" wrap | LF | FCV | COVE | FCV.COVE
Vinyl - metal transition strip | LF | FCV | EDGE | FCV.EDGE
Vinyl plank flooring | SF | FCV | PLK | FCV.PLK
Vinyl plank flooring - High grade | SF | FCV | PLK+ | FCV.PLK+
Vinyl tile | SF | FCV | V | FCV.V
Oak flooring - #1 common - no finish | SF | FCW | AV | FCW.AV
Oak flooring - select grade - no finish | SF | FCW | AV+ | FCW.AV+
Pre-finished solid wood flooring - High grade |  | FCW | AVPF+ | FCW.AVPF+
Sand & finish wood floor (natural finish) | SF | FCW | FIN | FCW.FIN
Laminate - simulated wood flooring |  | FCW | LAM | FCW.LAM
Laminate - simulated wood flooring - High grade |  | FCW | LAM+ | FCW.LAM+
Additional driving charge - per kilometre | EA | FEE | DRV | FEE.DRV
Mobilization - $300 per person, per workday. | EA | FEE | MISC | FEE.MISC
Building Permit | EA | FEE | TIPF | FEE.TIPF
Trim board - 1/2" x 4" - installed (pine) | LF | FNC | 1/2X4 | FNC.1/2X4
Trim board - 1" x 12" - installed (hardwood - oak or =) | LF | FNC | 1X12H | FNC.1X12H
Trim board - 1" x 4" - installed (pine) | LF | FNC | 1X4 | FNC.1X4
Trim board - 1" x 6" - installed (hardwood - oak or =) | LF | FNC | 1X6H | FNC.1X6H
Baseboard - 2 1/4" | LF | FNC | B | FNC.B
Baseboard - 3 1/4" |  | FNC | B3 | FNC.B3
Baseboard - 3 1/4" stain grade | LF | FNC | B3+ | FNC.B3+
Baseboard - 4 1/4" |  | FNC | B4 | FNC.B4
Baseboard - 5 1/4" hardwood | LF | FNC | B5H | FNC.B5H
Balustrade | LF | FNC | BAL | FNC.BAL
Balustrade - High grade | LF | FNC | BAL+ | FNC.BAL+
Balustrade - Premium grade | LF | FNC | BAL++ | FNC.BAL++
Bookcase - built in - 12" - (SF of face area) | SF | FNC | BK12 | FNC.BK12
Chair rail - 2 1/2" hardwood - moulded w/intricate detail | LF | FNC | CHRH++ | FNC.CHRH++
Closet Organizer - Melamine - Premium grade | LF | FNC | CLOSM++ | FNC.CLOSM++
Closet rod | LF | FNC | CLROD | FNC.CLROD
Closet rod - High grade | LF | FNC | CLROD+ | FNC.CLROD+
Crown moulding - 4 1/4" stain grade | LF | FNC | CWN>+ | FNC.CWN>+
Door opening (jamb & casing) - 36"to60"wide - paint grade | EA | FNC | DOP> | FNC.DOP>
Handrail - round / oval - softwood - wall mounted | LF | FNC | HR | FNC.HR
Handrail - detailed profile - softwood - wall mounted | LF | FNC | HR+ | FNC.HR+
Finish Carpenter - per hour | HR | FNC | LAB | FNC.LAB
Pediment - peaked cap style | LF | FNC | PDPC | FNC.PDPC
Pilaster - urethane - smooth face | LF | FNC | PILS | FNC.PILS
Shelving - 12" - in place | LF | FNC | SH12 | FNC.SH12
Shelving - 16" - in place | LF | FNC | SH16 | FNC.SH16
Shelving - 24" - in place | LF | FNC | SH24 | FNC.SH24
Base shoe |  | FNC | SHOE | FNC.SHOE
Base shoe - stain grade |  | FNC | SHOE+ | FNC.SHOE+
Window sill | LF | FNC | SILL | FNC.SILL
Window sill - stain grade | LF | FNC | SILL+ | FNC.SILL+
Window sill - hardwood | LF | FNC | SILLH | FNC.SILLH
Bath accessory |  | FNH | BAC | FNH.BAC
Door closer - Commercial grade | EA | FNH | CDC | FNH.CDC
Door lockset & deadbolt - exterior |  | FNH | DBX | FNH.DBX
Door knob - interior |  | FNH | DORH | FNH.DORH
Door knob - interior - Standard grade | EA | FNH | DORH- | FNH.DORH-
Door knob - interior - High grade | EA | FNH | DORH+ | FNH.DORH+
Door knob - interior - Premium grade | EA | FNH | DORH++ | FNH.DORH++
Door stop - wall or floor mounted | EA | FNH | DSTP | FNH.DSTP
Door hinges (set of 3) | EA | FNH | HINGE> | FNH.HINGE>
Door kick plate - 16 gauge, 8" x 34" | EA | FNH | KICK | FNH.KICK
Lockset - keyed - Medium duty - Commercial grade | EA | FNH | LOKK | FNH.LOKK
Map & display rail for chalkboard or markerboard | LF | FNH | MARKMR | FNH.MARKMR
Shower curtain rod | EA | FNH | SROD | FNH.SROD
Towel bar | EA | FNH | TBAR | FNH.TBAR
Towel bar - Standard grade | EA | FNH | TBAR- | FNH.TBAR-
Towel bar - High grade | EA | FNH | TBAR+ | FNH.TBAR+
Toilet paper holder | EA | FNH | TP | FNH.TP
Toilet paper holder - Standard grade | EA | FNH | TP- | FNH.TP-
Toilet paper holder - High grade | EA | FNH | TP+ | FNH.TP+
Towel ring | EA | FNH | TR | FNH.TR
Towel ring - Standard grade | EA | FNH | TR- | FNH.TR-
Towel ring - High grade | EA | FNH | TR+ | FNH.TR+
TV Brackets - Wall mounted | EA | FNH | TVW | FNH.TVW
Masonry fireplace & chimney - single story home - High grd | EA | FPL | AV+ | FPL.AV+
Masonry fireplace & chimney - two story home - High grade | EA | FPL | AV>+ | FPL.AV>+
Zero clearance chimney framing per vertical LF | LF | FPL | AVZCHLF | FPL.AVZCHLF
Fireplace, zero clnce, gas burning, w/ venting | EA | FPL | AVZG | FPL.AVZG
Flue cap | EA | FPL | FLCP | FPL.FLCP
Fireplace hearth - brick | SF | FPL | HRTH | FPL.HRTH
Fireplace mantel - wood beam or shelf only (per LF) | LF | FPL | MNTL- | FPL.MNTL-
Fireplace mantel - stain grade or hardwood - prefab. | EA | FPL | MNTL+ | FPL.MNTL+
Triple wall flue roof installation kit | EA | FPL | TRIRF | FPL.TRIRF
Fire extinguisher and cabinet, 14" x 27" x 8" | EA | FPS | FXCAB | FPS.FXCAB
1" x 8" lumber (.667 BF per LF) | LF | FRM | 1X8 | FRM.1X8
2" x 10" lumber (1.67 BF per LF) |  | FRM | 2X10 | FRM.2X10
2" x 4" lumber (.667 BF per LF) | LF | FRM | 2X4 | FRM.2X4
2" x 6" lumber (1 BF per LF) | LF | FRM | 2X6 | FRM.2X6
2" x 6" lumber - redwood (1 BF per LF) | LF | FRM | 2X6R | FRM.2X6R
2" x 8" lumber (1.33 BF per LF) |  | FRM | 2X8 | FRM.2X8
Stud wall - 2" x 4" - 16" oc | SF | FRM | 4SF | FRM.4SF
Stud wall - 2" x 4" - 24" oc | SF | FRM | 4SF> | FRM.4SF>
4" x 4" square wood post (1.33 BF per LF) | LF | FRM | 4X4 | FRM.4X4
Stud wall - 2" x 6" - 16" oc | SF | FRM | 6SF | FRM.6SF
Stud wall - 2" x 6" - 24" oc | SF | FRM | 6SF> | FRM.6SF>
6" x 6" square wood post (3 BF per LF) | LF | FRM | 6X6 | FRM.6X6
Deck guard rail - cedar | LF | FRM | DKRLC | FRM.DKRLC
Deck guard rail - redwood | LF | FRM | DKRLR | FRM.DKRLR
Deck guard rail - treated lumber | LF | FRM | DKRLT | FRM.DKRLT
Deck guard rail - wood polymer lumber | LF | FRM | DKRLWP | FRM.DKRLWP
Deck planking - treated lumber (per SF) | SF | FRM | DKTSF | FRM.DKTSF
Deck planking - 2x6 wood polymer lumber (per BF) | BF | FRM | DKWP+ | FRM.DKWP+
Deck planking - 2x6 wood polymer lumber (per SF) | SF | FRM | DKWPSF+ | FRM.DKWPSF+
Framing hurricane tie | EA | FRM | FRHT | FRM.FRHT
Joist - floor or ceiling - 2x10 - w/blocking - 16" oc | SF | FRM | J10SF | FRM.J10SF
Joist - floor or ceiling - 2x8 - w/blocking - 16" oc | SF | FRM | J8SF | FRM.J8SF
Carpenter - General Framer - per hour |  | FRM | LAB | FRM.LAB
Sheathing - plywood - 1/2" CDX | SF | FRM | SH1/2 | FRM.SH1/2
Sheathing - plywood - 5/8" CDX | SF | FRM | SH5/8 | FRM.SH5/8
Sheathing - foil faced foam - 1/2" | SF | FRM | SHF1/2 | FRM.SHF1/2
Sheathing - OSB - 1/2" | SF | FRM | SHW1/2 | FRM.SHW1/2
Sheathing - OSB - 3/4" - tongue and groove | SF | FRM | SHW3/4T | FRM.SHW3/4T
Truss - 10/12 slope | LF | FRM | TR10 | FRM.TR10
Truss - 10/12 slope - heavy loading | LF | FRM | TR10+ | FRM.TR10+
Truss - 4/12 slope | LF | FRM | TR4 | FRM.TR4
Truss - 4/12 slope - heavy loading | LF | FRM | TR4+ | FRM.TR4+
Truss - 6/12 slope - heavy loading | LF | FRM | TR6+ | FRM.TR6+
Central air conditioning system - 3 ton - up to 13 SEER | EA | HVC | AC | HVC.AC
Central air conditioning system - 3 ton - up to 13 SEER (mech-base) | EA | HVC | AC | HVC.AC_B
Central air conditioning system - 3 ton - up to 13 SEER (mech-main) | EA | HVC | AC | HVC.AC_M
Central air conditioning system - 2 ton - up to 13 SEER | EA | HVC | AC< | HVC.AC<
Central air conditioning system - 2 ton - up to 13 SEER (mech-base) | EA | HVC | AC< | HVC.AC<_B
Central air conditioning system - 2 ton - up to 13 SEER (mech-main) | EA | HVC | AC< | HVC.AC<_M
Central air conditioning system - 4 ton - up to 13 SEER | EA | HVC | AC> | HVC.AC>
Central air conditioning system - 4 ton - up to 13 SEER (mech-base) | EA | HVC | AC> | HVC.AC>_B
Central air conditioning system - 4 ton - up to 13 SEER (mech-main) | EA | HVC | AC> | HVC.AC>_M
Boiler - natural gas - 130,000 BTU | EA | HVC | BLR | HVC.BLR
Bathroom ventilation fan | EA | HVC | BVENT | HVC.BVENT
Bathroom ventilation fan - Standard grade | EA | HVC | BVENT- | HVC.BVENT-
Bathroom ventilation fan - High grade | EA | HVC | BVENT+ | HVC.BVENT+
Ductwork system - hot or cold air - 1200 to 1599 SF home | EA | HVC | DCT | HVC.DCT
Ductwork system - hot or cold air - 1200 to 1599 SF home (1storeybase) | EA | HVC | DCT | HVC.DCT_B1
Ductwork system - hot or cold air - 1200 to 1599 SF home (2storeybase) | EA | HVC | DCT | HVC.DCT_B2
Ductwork system - hot or cold air - 1200 to 1599 SF home (1storeycrawl) | EA | HVC | DCT | HVC.DCT_M1
Ductwork system - hot or cold air - 1200 to 1599 SF home (2storeycrawl) | EA | HVC | DCT | HVC.DCT_M2
Ductwork system - hot or cold air - 901 to 1199 SF home | EA | HVC | DCT< | HVC.DCT<
Ductwork system - hot or cold air - 901 to 1199 SF home (1storeybase) | EA | HVC | DCT< | HVC.DCT<_B1
Ductwork system - hot or cold air - 901 to 1199 SF home (2storeybase) | EA | HVC | DCT< | HVC.DCT<_B2
Ductwork system - hot or cold air - 901 to 1199 SF home (1storeycrawl) | EA | HVC | DCT< | HVC.DCT<_M1
Ductwork system - hot or cold air - 901 to 1199 SF home (2storeycrawl) | EA | HVC | DCT< | HVC.DCT<_M2
Ductwork system - hot or cold air - up to 900 SF home | EA | HVC | DCT<< | HVC.DCT<<
Ductwork system - hot or cold air - up to 900 SF home (1storeybase) | EA | HVC | DCT<< | HVC.DCT<<_B1
Ductwork system - hot or cold air - up to 900 SF home (2storeybase) | EA | HVC | DCT<< | HVC.DCT<<_B2
Ductwork system - hot or cold air - up to 900 SF home (1storeycrawl) | EA | HVC | DCT<< | HVC.DCT<<_M1
Ductwork system - hot or cold air - up to 900 SF home (2storeycrawl) | EA | HVC | DCT<< | HVC.DCT<<_M2
Ductwork system - hot or cold air - 1600 to 2199 SF home | EA | HVC | DCT> | HVC.DCT>
Ductwork system - hot or cold air - 1600 to 2199 SF home (1storeybase) | EA | HVC | DCT> | HVC.DCT>_B1
Ductwork system - hot or cold air - 1600 to 2199 SF home (2storeybase) | EA | HVC | DCT> | HVC.DCT>_B2
Ductwork system - hot or cold air - 1600 to 2199 SF home (1storeycrawl) | EA | HVC | DCT> | HVC.DCT>_M1
Ductwork system - hot or cold air - 1600 to 2199 SF home (2storeycrawl) | EA | HVC | DCT> | HVC.DCT>_M2
Ductwork - flexible - non-insulated - 3" round | LF | HVC | DCTFN3 | HVC.DCTFN3
Condensate drain line | EA | HVC | DRNL | HVC.DRNL
Clothes dryer vent - installed | EA | HVC | DVENT | HVC.DVENT
Furnace - forced air - 100,000 BTU | EA | HVC | FRFA | HVC.FRFA
Furnace - forced air - 60 - 75,000 BTU | EA | HVC | FRFA< | HVC.FRFA<
Furnace - forced air - high efficiency - 100,000 BTU | EA | HVC | FRFAH> | HVC.FRFAH>
Radiator - 4 column/tube - 16" - 30" high - per section | EA | HVC | RAD4 | HVC.RAD4
Radiator cover - 23" to 32" tall | LF | HVC | RADC> | HVC.RADC>
Thermostat | EA | HVC | TS | HVC.TS
Thermostat - Standard grade | EA | HVC | TS- | HVC.TS-
Thermostat - High grade | EA | HVC | TS+ | HVC.TS+
Furnace vent - double wall, 5" | LF | HVC | VENT5+ | HVC.VENT5+
Furnace vent - rain cap and storm collar, 5" | EA | HVC | VENTCP5 | HVC.VENTCP5
Blown-in insulation - 14" depth - R38 | SF | INS | BI14 | INS.BI14
Blown-in insulation - 16" depth - R44 | SF | INS | BI16 | INS.BI16
Blown-in insulation - 20" depth - R50 | SF | INS | BI20 | INS.BI20
Blown-in insulation - 24" depth - R66 | SF | INS | BI24 | INS.BI24
Batt insulation - 4" - R12 - unfaced batt | SF | INS | BT4 | INS.BT4
Batt insulation - 4" - R12 - unfaced batt (1storeybase) | SF | INS | BT4 | INS.BT4_B1
Batt insulation - 4" - R12 - unfaced batt (2storeybase) | SF | INS | BT4 | INS.BT4_B2
Batt insulation - 4" - R12 - unfaced batt (1storeycrawl) | SF | INS | BT4 | INS.BT4_C1
Batt insulation - 4" - R12 - unfaced batt (2storeycrawl) | SF | INS | BT4 | INS.BT4_C2
Batt insulation - 6" - R20 - unfaced batt | SF | INS | BT6 | INS.BT6
Batt insulation - 6" - R20 - unfaced batt (1storeybase) | SF | INS | BT6 | INS.BT6_B1
Batt insulation - 6" - R20 - unfaced batt (2storeybase) | SF | INS | BT6 | INS.BT6_B2
Batt insulation - 6" - R20 - unfaced batt (1storeycrawl) | SF | INS | BT6 | INS.BT6_C1
Batt insulation - 6" - R20 - unfaced batt (2storeycrawl) | SF | INS | BT6 | INS.BT6_C2
Batt insulation - 10" - R30 - paper / foil faced | SF | INS | BTF10 | INS.BTF10
Batt insulation - 10" - R30 - paper / foil faced (1storeybase) | SF | INS | BTF10 | INS.BTF10_B1
Batt insulation - 10" - R30 - paper / foil faced (2storeybase) | SF | INS | BTF10 | INS.BTF10_B2
Batt insulation - 10" - R30 - paper / foil faced (1storeycrawl) | SF | INS | BTF10 | INS.BTF10_C1
Batt insulation - 10" - R30 - paper / foil faced (2storeycrawl) | SF | INS | BTF10 | INS.BTF10_C2
Batt insulation - 12" - R38 - paper / foil faced | SF | INS | BTF12 | INS.BTF12
Batt insulation - 12" - R38 - paper / foil faced (1storeybase) | SF | INS | BTF12 | INS.BTF12_B1
Batt insulation - 12" - R38 - paper / foil faced (2storeybase) | SF | INS | BTF12 | INS.BTF12_B2
Batt insulation - 12" - R38 - paper / foil faced (1storeycrawl) | SF | INS | BTF12 | INS.BTF12_C1
Batt insulation - 12" - R38 - paper / foil faced (2storeycrawl) | SF | INS | BTF12 | INS.BTF12_C2
Batt insulation - 4" - R13 - paper / foil faced | SF | INS | BTF4+ | INS.BTF4+
Batt insulation - 4" - R13 - paper / foil faced (1storeybase) | SF | INS | BTF4+ | INS.BTF4+_B1
Batt insulation - 4" - R13 - paper / foil faced (2storeybase) | SF | INS | BTF4+ | INS.BTF4+_B2
Batt insulation - 4" - R13 - paper / foil faced (1storeycrawl) | SF | INS | BTF4+ | INS.BTF4+_C1
Batt insulation - 4" - R13 - paper / foil faced (2storeycrawl) | SF | INS | BTF4+ | INS.BTF4+_C2
Batt insulation - 4" - R15 - paper / foil faced | SF | INS | BTF4++ | INS.BTF4++
Batt insulation - 4" - R15 - paper / foil faced (1storeybase) | SF | INS | BTF4++ | INS.BTF4++_B1
Batt insulation - 4" - R15 - paper / foil faced (2storeybase) | SF | INS | BTF4++ | INS.BTF4++_B2
Batt insulation - 4" - R15 - paper / foil faced (1storeycrawl) | SF | INS | BTF4++ | INS.BTF4++_C1
Batt insulation - 4" - R15 - paper / foil faced (2storeycrawl) | SF | INS | BTF4++ | INS.BTF4++_C2
Batt insulation - 6" - R19 - paper / foil faced | SF | INS | BTF6 | INS.BTF6
Batt insulation - 6" - R19 - paper / foil faced (1storeybase) | SF | INS | BTF6 | INS.BTF6_B1
Batt insulation - 6" - R19 - paper / foil faced (2storeybase) | SF | INS | BTF6 | INS.BTF6_B2
Batt insulation - 6" - R19 - paper / foil faced (1storeycrawl) | SF | INS | BTF6 | INS.BTF6_C1
Batt insulation - 6" - R19 - paper / foil faced (2storeycrawl) | SF | INS | BTF6 | INS.BTF6_C2
Urethane foam sealant |  | INS | FOAM | INS.FOAM
House wrap (air/moisture barrier) | SF | INS | HWRAP | INS.HWRAP
Polyethylene vapor barrier, seam taping & joint caulking | SF | INS | VISTC | INS.VISTC
Light fixture | EA | LIT | AV | LIT.AV
Light fixture - Standard grade | EA | LIT | AV- | LIT.AV-
Light fixture - High grade | EA | LIT | AV+ | LIT.AV+
Light fixture - Premium grade | EA | LIT | AV++ | LIT.AV++
Light bar - 2 lights - High grade | EA | LIT | BAR2+ | LIT.BAR2+
Light bar - 3 lights | EA | LIT | BAR3 | LIT.BAR3
Light bar - 3 lights - High grade | EA | LIT | BAR3+ | LIT.BAR3+
Light bar - 4 lights | EA | LIT | BAR4 | LIT.BAR4
Light bar - 4 lights - High grade | EA | LIT | BAR4+ | LIT.BAR4+
Light bar - 5 lights | EA | LIT | BAR5 | LIT.BAR5
Chandelier - oversized - Premium grade | EA | LIT | CHAN>++ | LIT.CHAN>++
Fluorescent - one tube - 4' - fixture w/lens | EA | LIT | FL1-4+ | LIT.FL1-4+
Fluorescent - two tube - 4' - strip light | EA | LIT | FL2-4 | LIT.FL2-4
Fluorescent - two tube - 4' - fixture w/lens | EA | LIT | FL2-4+ | LIT.FL2-4+
Fluorescent - two tube - 6' - fixture w/lens | EA | LIT | FL2-6+ | LIT.FL2-6+
Fluorescent - four tube - 4' - fixture w/lens | EA | LIT | FL4-4+ | LIT.FL4-4+
Fluorescent - four tube - 6' - fixture w/lens |  | LIT | FL4-6+ | LIT.FL4-6+
Fluorescent - acoustic grid fixture - two tube, 2'x 4' |  | LIT | FLACT2 | LIT.FLACT2
Ceiling fan without light | EA | LIT | FN | LIT.FN
Ceiling fan without light - High grade | EA | LIT | FN+ | LIT.FN+
Track lighting - track only | LF | LIT | TRK | LIT.TRK
Fixture (can) for track lighting - High grade | EA | LIT | TRKCN+ | LIT.TRKCN+
Exterior light fixture | EA | LIT | X | LIT.X
Exterior light fixture - Standard grade | EA | LIT | X- | LIT.X-
Exterior light fixture - High grade | EA | LIT | X+ | LIT.X+
Brick veneer | SF | MAS | BRK | MAS.BRK
Brick veneer - Standard grade (i.e., concrete) | SF | MAS | BRK- | MAS.BRK-
Brick veneer - High grade | SF | MAS | BRK+ | MAS.BRK+
Brick veneer - Premium grade | SF | MAS | BRK++ | MAS.BRK++
Stone veneer - natural stone - High grade | SF | MAS | STN+ | MAS.STN+
Wall veneer panels - cultured marble | SF | MBL | W | MBL.W
Wall veneer panels - natural marble | SF | MBL | WN | MBL.WN
Flashing - Sill pan flashing - plastic - up to 4.5' sill |  | MPR | FLPANP | MPR.FLPANP
Flashing - Sill pan flashing - plastic - greater than 4.5' |  | MPR | FLPANP> | MPR.FLPANP>
Mirror - 1/4" plate glass | SF | MSD | AV | MSD.AV
Shower door | EA | MSD | SDOR | MSD.SDOR
Shower door - High grade | EA | MSD | SDOR+ | MSD.SDOR+
Bathtub enclosure - sliding glass doors - High grade | EA | MSD | TUBDR+ | MSD.TUBDR+
Thin coat plaster over 1/2" gypsum core blueboard | SF | PLA | THING | PLA.THING
Black pipe with fitting and hanger, 1" | LF | PLM | BP1 | PLM.BP1
Dishwasher connection |  | PLM | DW | PLM.DW
Sink faucet - Kitchen | EA | PLM | FAU | PLM.FAU
Sink faucet - Kitchen - Standard grade | EA | PLM | FAU- | PLM.FAU-
Sink faucet - Kitchen - High grade | EA | PLM | FAU+ | PLM.FAU+
Sink faucet - Kitchen - Premium grade | EA | PLM | FAU++ | PLM.FAU++
Sink faucet - Brass | EA | PLM | FAUB | PLM.FAUB
Sink faucet - Bathroom | EA | PLM | FAUBA | PLM.FAUBA
Sink faucet - Bathroom - Standard grade | EA | PLM | FAUBA- | PLM.FAUBA-
Sink faucet - Bathroom - High grade | EA | PLM | FAUBA+ | PLM.FAUBA+
Sink faucet - Bathroom - Deluxe grade | EA | PLM | FAUBAD | PLM.FAUBAD
Flexible gas supply line connector - 1/2" - 25" to 48" | EA | PLM | FT1/2C4 | PLM.FT1/2C4
Jetted tub - Acrylic - High grade | EA | PLM | JT+ | PLM.JT+
Jetted tub faucet - High grade | EA | PLM | JTFAU+ | PLM.JTFAU+
Laundry tub - High grade | EA | PLM | LTUB+ | PLM.LTUB+
Pedestal sink |  | PLM | PSNK | PLM.PSNK
P-trap assembly - ABS (plastic) | EA | PLM | PTRAP | PLM.PTRAP
Rough in plumbing - per fixture - w/PEX | EA | PLM | RFIXP | PLM.RFIXP
Rough in plumbing - per fixture - w/PEX - Branch system | EA | PLM | RFIXP- | PLM.RFIXP-
Rough in plumbing - per fixture | EA | PLM | RGHFIX | PLM.RGHFIX
Sink - single | EA | PLM | SNK | PLM.SNK
Sink - single - Standard grade | EA | PLM | SNK- | PLM.SNK-
Sink - single - High grade | EA | PLM | SNK+ | PLM.SNK+
Sink - double basin | EA | PLM | SNKD | PLM.SNKD
Sink - double basin - Standard grade | EA | PLM | SNKD- | PLM.SNKD-
Sink - double basin - Premium grade | EA | PLM | SNKD++ | PLM.SNKD++
Sink - single - Reset | EA | PLM | SNKR | PLM.SNKR
Sink - undermount - Reset | EA | PLM | SNKUR | PLM.SNKUR
Angle stop valve |  | PLM | STOP | PLM.STOP
Plumbing fixture supply line | EA | PLM | SUP | PLM.SUP
Shower pan | EA | PLM | SWRPAN | PLM.SWRPAN
Shower pan - Large | EA | PLM | SWRPAN> | PLM.SWRPAN>
Thermal expansion tank - 2 gallon | EA | PLM | TET2 | PLM.TET2
Toilet | EA | PLM | TLT | PLM.TLT
Toilet - Standard grade | EA | PLM | TLT- | PLM.TLT-
Toilet - High grade | EA | PLM | TLT+ | PLM.TLT+
Toilet - Reset | EA | PLM | TLTR | PLM.TLTR
Toilet seat | EA | PLM | TLTS | PLM.TLTS
Toilet seat - Standard grade | EA | PLM | TLTS- | PLM.TLTS-
Toilet seat - High grade | EA | PLM | TLTS+ | PLM.TLTS+
Tub/shower faucet | EA | PLM | TSFAU | PLM.TSFAU
Tub/shower faucet - Standard grade | EA | PLM | TSFAU- | PLM.TSFAU-
Tub/shower faucet - High grade | EA | PLM | TSFAU+ | PLM.TSFAU+
Tub/shower faucet - Premium grade | EA | PLM | TSFAU++ | PLM.TSFAU++
Bathtub | EA | PLM | TUB | PLM.TUB
Bathtub - Standard grade | EA | PLM | TUB- | PLM.TUB-
Fibreglass tub & shower combination - Premium grade | EA | PLM | TUB/S++ | PLM.TUB/S++
Bathtub - High grade | EA | PLM | TUB+ | PLM.TUB+
Fibreglass tub surround only | EA | PLM | TUBS | PLM.TUBS
Fibreglass tub surround only - Standard grade | EA | PLM | TUBS- | PLM.TUBS-
Washing machine outlet box with valves | EA | PLM | WBOX | PLM.WBOX
Water heater - 40 gallon - Gas - 6 yr | EA | PLM | WH40 | PLM.WH40
Water heater - 50 gallon - Gas - 6 yr | EA | PLM | WH50 | PLM.WH50
Water heater - 50 gallon - Gas - 12 yr | EA | PLM | WH50++ | PLM.WH50++
Water heater - 50 gallon - Electric - 9 yr |  | PLM | WH50E+ | PLM.WH50E+
Water filtration system - under sink | EA | PLM | WPS | PLM.WPS
Water softener - electronically metered - Large | EA | PLM | WS> | PLM.WS>
Refrigerator/icemaker water supply box with valve | EA | PLM | WSBOX | PLM.WSBOX
Exterior faucet / hose bibb | EA | PLM | XFAU | PLM.XFAU
Paneling | SF | PNL | AV | PNL.AV
Paneling - High grade | SF | PNL | AV+ | PNL.AV+
Paint baseboard - one coat | LF | PNT | B | PNT.B
Seal & paint baseboard, oversized - three coats |  | PNT | B>2SP | PNT.B>2SP
Seal & paint baseboard - three coats |  | PNT | B2SP | PNT.B2SP
Stain & finish balustrade | LF | PNT | BALS | PNT.BALS
Seal & paint baseboard w/cap &/or shoe - three coats |  | PNT | BCS2SP | PNT.BCS2SP
Paint bifold door set - slab only - 2 coats (per side) | EA | PNT | BF | PNT.BF
Seal & paint bookcase | SF | PNT | BK | PNT.BK
Stain & finish baseboard | LF | PNT | BS | PNT.BS
Finish baseboard - oversized - 1 coat urethane | LF | PNT | BS>1 | PNT.BS>1
Stain & finish chair rail | LF | PNT | CHRS | PNT.CHRS
Paint crown moulding, oversized - one coat | LF | PNT | CWN> | PNT.CWN>
Stain/finish deck handrail | LF | PNT | DKRL | PNT.DKRL
Paint door slab only - 2 coats (per side) | EA | PNT | DOR | PNT.DOR
Additional cost to pre-stain door slab only (per side) | EA | PNT | DORP | PNT.DORP
Stain & finish door slab only (per side) | EA | PNT | DORS | PNT.DORS
Paint door/window trim & jamb - 2 coats (per side) | EA | PNT | DORT | PNT.DORT
Add. cost pre-stain door/window trim & jamb-Lrg (per side) | EA | PNT | DORTP> | PNT.DORTP>
Stain & finish door/window trim & jamb (per side) | EA | PNT | DORTS | PNT.DORTS
Prime & paint exterior fascia - wood, 4"- 6" wide | LF | PNT | FACW | PNT.FACW
Paint French door slab only - 2 coats (per side) | EA | PNT | FR | PNT.FR
Paint handrail - wall mounted | LF | PNT | HR | PNT.HR
Stain & finish handrail - wall mounted | LF | PNT | HRS | PNT.HRS
Mask and prep for paint - tape only (per LF) |  | PNT | MASKLFT | PNT.MASKLFT
Stain & finish wood fireplace mantel | LF | PNT | MNTLS | PNT.MNTLS
Paint door or window opening - 2 coats (per side) |  | PNT | OP | PNT.OP
Paint door or window opening - Large - 2 coats (per side) | EA | PNT | OP> | PNT.OP>
Paint the surface area - one coat | SF | PNT | P | PNT.P
Paint the walls - two coats | SF | PNT | P2 | PNT.P2
Paint the walls - two coats - 2 colours | SF | PNT | P2+ | PNT.P2+
Seal & paint paneling | SF | PNT | PNL | PNT.PNL
Seal the surface area w/latex based stain blocker - one coat | SF | PNT | S | PNT.S
Seal the walls w/PVA primer - one coat | SF | PNT | S- | PNT.S-
Seal more than the floor perimeter shellac - one coat |  | PNT | S++ | PNT.S++
Seal more than the floor perimeter w/anti-microbial coating - one coat |  | PNT | S+++ | PNT.S+++
Prime & paint exterior soffit - wood | SF | PNT | SFTW | PNT.SFTW
Seal & paint base shoe or quarter round |  | PNT | SHOE | PNT.SHOE
Seal & paint wood shelving, 12"- 24" width | LF | PNT | SHW | PNT.SHW
Seal & paint window sill | LF | PNT | SILL | PNT.SILL
Stain & finish wood window sill | LF | PNT | SILLS | PNT.SILLS
Seal/prime then paint the surface area (2 coats) | SF | PNT | SP | PNT.SP
Seal/prime then paint the walls twice (3 coats) |  | PNT | SP2 | PNT.SP2
Seal/prime then paint the ceiling twice (3 coats) - 2 colours | SF | PNT | SP2+ | PNT.SP2+
Seal & paint trim - two coats | LF | PNT | TRIM | PNT.TRIM
Seal & paint wood window (per side) | EA | PNT | WDW | PNT.WDW
Exterior - paint two coats |  | PNT | X2 | PNT.X2
Prime & paint door slab only - exterior (per side) |  | PNT | XDOR | PNT.XDOR
Exterior - stain two coats | SF | PNT | XSTN2 | PNT.XSTN2
3 tab - 25 yr. - composition shingle roofing - incl. felt | SQ | RFG | 240 | RFG.240
Laminated - comp. shingle rfg. - w/ felt | SQ | RFG | 300 | RFG.300
Laminated - High grade - comp. shingle rfg. - w/ felt | SQ | RFG | 400 | RFG.400
Laminated - Premium grd - comp. shingle rfg. - w/ felt | SQ | RFG | 500- | RFG.500-
Drip edge | LF | RFG | DRIP | RFG.DRIP
Roofing felt - 15 lb. | SQ | RFG | FELT15 | RFG.FELT15
Additional charge for steep roof - 10/12 - 12/12 slope | SQ | RFG | STEEP> | RFG.STEEP>
Roof vent - turtle type - Metal | EA | RFG | VENTT | RFG.VENTT
Valley metal |  | RFG | VMTL | RFG.VMTL
Scaffold - per section (per month) | MO | SCF | RENTM | SCF.RENTM
Siding - cedar slat, 1" x 4" over plywood (excludes ply) | SF | SDG | 1X4 | SDG.1X4
Siding - shiplap - cedar | SF | SDG | SHIPC | SDG.SHIPC
Siding - tongue & groove - cedar | SF | SDG | TGC | SDG.TGC
Attic vent - gable end - vinyl | EA | SDG | VENTG | SDG.VENTG
Siding - vinyl | SF | SDG | VINYL | SDG.VINYL
Eavestrough/downspout - aluminum - up to 5" | LF | SFG | GUTA | SFG.GUTA
Eavestrough/downspout - galvanized - up to 5" | LF | SFG | GUTG | SFG.GUTG
Soffit & fascia - metal - 1' overhang | LF | SFG | MTL1 | SFG.MTL1
Soffit & fascia - metal - 2' overhang | LF | SFG | MTL2 | SFG.MTL2
Soffit - metal | SF | SFG | SFTM | SFG.SFTM
Soffit - wood | SF | SFG | SFTW | SFG.SFTW
Soffit & fascia - wood - 2' overhang | LF | SFG | WOOD2 | SFG.WOOD2
Stairway - 3' wide (8' rise plus joist) | EA | STR | 3 | STR.3
Stairway - 3' 6"wide (8' rise plus joist) | EA | STR | 3> | STR.3>
Stairway - treated stringers and treads (per tread) | EA | STR | AVT | STR.AVT
Metal lath & stucco | SF | STU | AV | STU.AV
Synthetic stucco - additional charge for raised trim | LF | STU | TRIM | STU.TRIM
Feminine napkin disposal | EA | TBA | FNDD | TBA.FNDD
Handicap grab bar - Stainless steel, 1 1/2" x 36" | EA | TBA | GBAR> | TBA.GBAR>
Bathroom mirror - w/metal frame - surface mtd. - Std grd | SF | TBA | MIR- | TBA.MIR-
Paper towel dispenser | EA | TBA | PTD | TBA.PTD
Soap/hand sanitizer disp. - wall mounted - Standard grade | EA | TBA | SDISP- | TBA.SDISP-
Toilet paper dispenser - double roll | EA | TBA | TPD2 | TBA.TPD2
Waste receptacle - semi-recessed | EA | TBA | WR | TBA.WR
Mortar bed for tile | SF | TIL | BMUD | TIL.BMUD
Tile shower - 61 to 100 SF | EA | TIL | SWR | TIL.SWR
Tile tub surround - up to 60 SF | EA | TIL | TUB | TIL.TUB
Aluminum window, horiz. slider 12-23 sf | EA | WDA | AV | WDA.AV
Aluminum window - mobile home, 12-23 sf, d.p. insulated | EA | WDA | AVM++ | WDA.AVM++
Specialty aluminum window unit | EA | WDA | SPAL | WDA.SPAL
6-0 6-8 mill finish sliding patio door | EA | WDP | 6M | WDP.6M
6-0 6-8 vinyl sliding patio door | EA | WDP | 6V | WDP.6V
6-0 6-8 vinyl sliding patio door - High grade | EA | WDP | 6V+ | WDP.6V+
Vinyl window, horizontal sliding, 12-23 sf | EA | WDV | HS | WDV.HS
Vinyl window, horizontal sliding, 12-23 sf - High grade | EA | WDV | HS+ | WDV.HS+
Wood window - double hung, 9-12 sf, Standard grade | EA | WDW | D- | WDW.D-
Wallpaper - Standard grade | SF | WPR | AV- | WPR.AV-
Wallpaper border - Standard grade | LF | WPR | BORDR- | WPR.BORDR-
Tear out baseboard and bag for disposal - up to Cat 3 |  | WTR | BASEB | WTR.BASEB
Dehumidifier (per 24 hour period) - No monitoring |  | WTR | DHM | WTR.DHM
Air mover (per 24 hour period) - No monitoring |  | WTR | DRY | WTR.DRY
Tear out wet drywall, no bagging, per LF - up to 4" tall |  | WTR | DRYNI | WTR.DRYNI
Equip. setup, take down & monitoring - after hrs |  | WTR | EQA | WTR.EQA
Water extraction from hard surface floor - Cat 3 water |  | WTR | EXTHS | WTR.EXTHS
Tear out non-salv solid/eng. wood flr & bag for disposal |  | WTR | FCW | WTR.FCW
Apply plant-based anti-microbial agent to more than the floor |  | WTR | GRMB | WTR.GRMB
Muck-out/Flood loss cleanup - Heavy |  | WTR | MUCK+ | WTR.MUCK+

## DepthReplacement
Depth-Replacement %
| inches | -36 | -18 | 0 | 1 | 2 | 4 | 6 | 12 | 18 | 24 | 30 | 36 | 40 | 48 | 60 | 72 | 106
Cat.Sel | meters | -0.9 | -0.46 | 0 | 0.03 | 0.05 | 0.1 | 0.15 | 0.3 | 0.46 | 0.61 | 0.76 | 0.91 | 1.02 | 1.22 | 1.52 | 1.83 | 2.7
ACT.AV | [15 empty] | 1 | 1 | 1
ACT.SGRS | [15 empty] | 1 | 1 | 1
APP.CT+ | [11 empty] | 1 | 1 | 1 | 1 | 1 | 1 | 1
APP.CT++ | [11 empty] | 1 | 1 | 1 | 1 | 1 | 1 | 1
APP.CTG+ | [11 empty] | 1 | 1 | 1 | 1 | 1 | 1 | 1
APP.DW | [7 empty] | 1 | 1 | 1 | 1 | 1 | 1 | 1 | 1 | 1 | 1 | 1
APP.DW- | [7 empty] | 1 | 1 | 1 | 1 | 1 | 1 | 1 | 1 | 1 | 1 | 1
APP.DW+ | [7 empty] | 1 | 1 | 1 | 1 | 1 | 1 | 1 | 1 | 1 | 1 | 1
APP.DW++ | [7 empty] | 1 | 1 | 1 | 1 | 1 | 1 | 1 | 1 | 1 | 1 | 1
APP.FRBI+ | [7 empty] | 1 | 1 | 1 | 1 | 1 | 1 | 1 | 1 | 1 | 1 | 1
APP.GD | [10 empty] | 1 | 1 | 1 | 1 | 1 | 1 | 1 | 1
APP.GD- | [10 empty] | 1 | 1 | 1 | 1 | 1 | 1 | 1 | 1
APP.GD+ | [10 empty] | 1 | 1 | 1 | 1 | 1 | 1 | 1 | 1
APP.GD++ | [10 empty] | 1 | 1 | 1 | 1 | 1 | 1 | 1 | 1
APP.HD | [14 empty] | 1 | 1 | 1 | 1
APP.HD- | [14 empty] | 1 | 1 | 1 | 1
APP.MWS | [14 empty] | 1 | 1 | 1 | 1
APP.MWS+ | [14 empty] | 1 | 1 | 1 | 1
APP.OVBI+ | [10 empty] | 1 | 1 | 1 | 1 | 1 | 1 | 1 | 1
APP.OVBID+ | [10 empty] | 1 | 1 | 1 | 1 | 1 | 1 | 1 | 1
APP.RF14 | [7 empty] | 1 | 1 | 1 | 1 | 1 | 1 | 1 | 1 | 1 | 1 | 1
APP.RF14+ | [7 empty] | 1 | 1 | 1 | 1 | 1 | 1 | 1 | 1 | 1 | 1 | 1
APP.RF18 | [7 empty] | 1 | 1 | 1 | 1 | 1 | 1 | 1 | 1 | 1 | 1 | 1
APP.RF22 | [7 empty] | 1 | 1 | 1 | 1 | 1 | 1 | 1 | 1 | 1 | 1 | 1
APP.RFBI+ | [7 empty] | 1 | 1 | 1 | 1 | 1 | 1 | 1 | 1 | 1 | 1 | 1
APP.RFBI>+ | [7 empty] | 1 | 1 | 1 | 1 | 1 | 1 | 1 | 1 | 1 | 1 | 1
APP.RFS18- | [7 empty] | 1 | 1 | 1 | 1 | 1 | 1 | 1 | 1 | 1 | 1 | 1
APP.RG | [7 empty] | 1 | 1 | 1 | 1 | 1 | 1 | 1 | 1 | 1 | 1 | 1
APP.RG- | [7 empty] | 1 | 1 | 1 | 1 | 1 | 1 | 1 | 1 | 1 | 1 | 1
APP.RGDI | [11 empty] | 1 | 1 | 1 | 1 | 1 | 1 | 1
APP.RGG | [7 empty] | 1 | 1 | 1 | 1 | 1 | 1 | 1 | 1 | 1 | 1 | 1
APP.RGS- | [7 empty] | 1 | 1 | 1 | 1 | 1 | 1 | 1 | 1 | 1 | 1 | 1
APP.TC+ | [7 empty] | 1 | 1 | 1 | 1 | 1 | 1 | 1 | 1 | 1 | 1 | 1
APP.WL | [7 empty] | 1 | 1 | 1 | 1 | 1 | 1 | 1 | 1 | 1 | 1 | 1
CAB.CTDK | [11 empty] | 1 | 1 | 1 | 1 | 1 | 1 | 1
CAB.CTFL | [11 empty] | 1 | 1 | 1 | 1 | 1 | 1 | 1
CAB.CTFL- | [11 empty] | 1 | 1 | 1 | 1 | 1 | 1 | 1
CAB.CTFL++ | [11 empty] | 1 | 1 | 1 | 1 | 1 | 1 | 1
CAB.CTFLP+ | [11 empty] | 1 | 1 | 1 | 1 | 1 | 1 | 1
CAB.CTFSPL4 | [11 empty] | 1 | 1 | 1 | 1 | 1 | 1 | 1
CAB.CTGMS | [11 empty] | 1 | 1 | 1 | 1 | 1 | 1 | 1
CAB.CTPF | [11 empty] | 1 | 1 | 1 | 1 | 1 | 1 | 1
CAB.CTPF- | [11 empty] | 1 | 1 | 1 | 1 | 1 | 1 | 1
CAB.CTPF+ | [11 empty] | 1 | 1 | 1 | 1 | 1 | 1 | 1
CAB.CTPF++ | [11 empty] | 1 | 1 | 1 | 1 | 1 | 1 | 1
CAB.CTQ+ | [11 empty] | 1 | 1 | 1 | 1 | 1 | 1 | 1
CAB.CTSNKS | [11 empty] | 1 | 1 | 1 | 1 | 1 | 1 | 1
CAB.CTSS | [11 empty] | 1 | 1 | 1 | 1 | 1 | 1 | 1
CAB.CTSS+ | [11 empty] | 1 | 1 | 1 | 1 | 1 | 1 | 1
CAB.CUW24 | [13 empty] | 1 | 1 | 1 | 1 | 1
CAB.CUW24+ | [13 empty] | 1 | 1 | 1 | 1 | 1
CAB.CUW30 | [13 empty] | 1 | 1 | 1 | 1 | 1
CAB.CUW30+ | [13 empty] | 1 | 1 | 1 | 1 | 1
CAB.CUW36 | [13 empty] | 1 | 1 | 1 | 1 | 1
CAB.FH | [5 empty] | 1 | 1 | 1 | 1 | 1 | 1 | 1 | 1 | 1 | 1 | 1 | 1 | 1
CAB.FH+ | [5 empty] | 1 | 1 | 1 | 1 | 1 | 1 | 1 | 1 | 1 | 1 | 1 | 1 | 1
CAB.FH++ | [5 empty] | 1 | 1 | 1 | 1 | 1 | 1 | 1 | 1 | 1 | 1 | 1 | 1 | 1
CAB.FLOW | [5 empty] | 1 | 1 | 1 | 1 | 1 | 1 | 1 | 1 | 1 | 1 | 1 | 1 | 1
CAB.FLOW- | [5 empty] | 1 | 1 | 1 | 1 | 1 | 1 | 1 | 1 | 1 | 1 | 1 | 1 | 1
CAB.FLOW+ | [5 empty] | 1 | 1 | 1 | 1 | 1 | 1 | 1 | 1 | 1 | 1 | 1 | 1 | 1
CAB.FLOWC | [5 empty] | 1 | 1 | 1 | 1 | 1 | 1 | 1 | 1 | 1 | 1 | 1 | 1 | 1
CAB.FUP- | [11 empty] | 1 | 1 | 1 | 1 | 1 | 1 | 1
CAB.FUPC | [11 empty] | 1 | 1 | 1 | 1 | 1 | 1 | 1
CAB.GL+ | [13 empty] | 1 | 1 | 1 | 1 | 1
CAB.KNPL | [11 empty] | 1 | 1 | 1 | 1 | 1 | 1 | 1
CAB.KNPL+ | [11 empty] | 1 | 1 | 1 | 1 | 1 | 1 | 1
CAB.LAB | [11 empty] | 1 | 1 | 1 | 1 | 1 | 1 | 1
CAB.LOW | [5 empty] | 1 | 1 | 1 | 1 | 1 | 1 | 1 | 1 | 1 | 1 | 1 | 1 | 1
CAB.LOW- | [5 empty] | 1 | 1 | 1 | 1 | 1 | 1 | 1 | 1 | 1 | 1 | 1 | 1 | 1
CAB.LOW+ | [5 empty] | 1 | 1 | 1 | 1 | 1 | 1 | 1 | 1 | 1 | 1 | 1 | 1 | 1
CAB.LOW++ | [5 empty] | 1 | 1 | 1 | 1 | 1 | 1 | 1 | 1 | 1 | 1 | 1 | 1 | 1
CAB.MC+ | [13 empty] | 1 | 1 | 1 | 1 | 1
CAB.PNL+ | [5 empty] | 1 | 1 | 1 | 1 | 1 | 1 | 1 | 1 | 1 | 1 | 1 | 1 | 1
CAB.RH36++ | [14 empty] | 1 | 1 | 1 | 1
CAB.RH42+ | [14 empty] | 1 | 1 | 1 | 1
CAB.UP | [13 empty] | 1 | 1 | 1 | 1 | 1
CAB.UP+ | [13 empty] | 1 | 1 | 1 | 1 | 1
CAB.VAN | [5 empty] | 1 | 1 | 1 | 1 | 1 | 1 | 1 | 1 | 1 | 1 | 1 | 1 | 1
CAB.VAN- | [5 empty] | 1 | 1 | 1 | 1 | 1 | 1 | 1 | 1 | 1 | 1 | 1 | 1 | 1
CAB.VAN+ | [5 empty] | 1 | 1 | 1 | 1 | 1 | 1 | 1 | 1 | 1 | 1 | 1 | 1 | 1
CAB.VAN++ | [5 empty] | 1 | 1 | 1 | 1 | 1 | 1 | 1 | 1 | 1 | 1 | 1 | 1 | 1
CLN.FINALC |  |  |  |  | 1 | 1 | 1 | 1 | 1 | 1 | 1 | 1 | 1 | 1 | 1 | 1 | 1 | 1
CLN.FINALR |  |  |  |  | 1 | 1 | 1 | 1 | 1 | 1 | 1 | 1 | 1 | 1 | 1 | 1 | 1 | 1
CLN.PWASH |  |  |  |  | 1 | 1 | 1 | 1 | 1 | 1 | 1 | 1 | 1 | 1 | 1 | 1 | 1 | 1
CLN.PWASH+ |  |  |  |  | 1 | 1 | 1 | 1 | 1 | 1 | 1 | 1 | 1 | 1 | 1 | 1 | 1 | 1
CLN.SNK | [12 empty] | 1 | 1 | 1 | 1 | 1 | 1
CLN.TLT | [12 empty] | 1 | 1 | 1 | 1 | 1 | 1
CNC.DKCOLAY
CNC.PIER
DMO.DUMP
DMO.DUMP<
DMO.DUMP>
DMO.DUMP>>
DMO.MASKSF |  |  |  |  | 1 | 1 | 1 | 1 | 1 | 1 | 1 | 1 | 1 | 1 | 1 | 1 | 1 | 1
DOR.AV | [5 empty] | 1 | 1 | 1 | 1 | 1 | 1 | 1 | 1 | 1 | 1 | 1 | 1 | 1
DOR.AV- | [5 empty] | 1 | 1 | 1 | 1 | 1 | 1 | 1 | 1 | 1 | 1 | 1 | 1 | 1
DOR.AV+ | [5 empty] | 1 | 1 | 1 | 1 | 1 | 1 | 1 | 1 | 1 | 1 | 1 | 1 | 1
DOR.AV++ | [5 empty] | 1 | 1 | 1 | 1 | 1 | 1 | 1 | 1 | 1 | 1 | 1 | 1 | 1
DOR.BF | [5 empty] | 1 | 1 | 1 | 1 | 1 | 1 | 1 | 1 | 1 | 1 | 1 | 1 | 1
DOR.BF- | [5 empty] | 1 | 1 | 1 | 1 | 1 | 1 | 1 | 1 | 1 | 1 | 1 | 1 | 1
DOR.BF+ | [5 empty] | 1 | 1 | 1 | 1 | 1 | 1 | 1 | 1 | 1 | 1 | 1 | 1 | 1
DOR.BF++ | [5 empty] | 1 | 1 | 1 | 1 | 1 | 1 | 1 | 1 | 1 | 1 | 1 | 1 | 1
DOR.BFMIR+ | [5 empty] | 1 | 1 | 1 | 1 | 1 | 1 | 1 | 1 | 1 | 1 | 1 | 1 | 1
DOR.COL | [5 empty] | 1 | 1 | 1 | 1 | 1 | 1 | 1 | 1 | 1 | 1 | 1 | 1 | 1
DOR.COLD | [5 empty] | 1 | 1 | 1 | 1 | 1 | 1 | 1 | 1 | 1 | 1 | 1 | 1 | 1
DOR.CUTDORJ | [5 empty] | 1 | 1 | 1 | 1 | 1 | 1 | 1 | 1 | 1 | 1 | 1 | 1 | 1
DOR.FRI+ | [5 empty] | 1 | 1 | 1 | 1 | 1 | 1 | 1 | 1 | 1 | 1 | 1 | 1 | 1
DOR.FRI2+ | [5 empty] | 1 | 1 | 1 | 1 | 1 | 1 | 1 | 1 | 1 | 1 | 1 | 1 | 1
DOR.OAKP | [5 empty] | 1 | 1 | 1 | 1 | 1 | 1 | 1 | 1 | 1 | 1 | 1 | 1 | 1
DOR.OH10 | [8 empty] | 1 | 1 | 1 | 1 | 1 | 1 | 1 | 1 | 1 | 1
DOR.OH12 | [8 empty] | 1 | 1 | 1 | 1 | 1 | 1 | 1 | 1 | 1 | 1
DOR.OH16 | [8 empty] | 1 | 1 | 1 | 1 | 1 | 1 | 1 | 1 | 1 | 1
DOR.OHO | [8 empty] | 1 | 1 | 1 | 1 | 1 | 1 | 1 | 1 | 1 | 1
DOR.SD3 | [5 empty] | 1 | 1 | 1 | 1 | 1 | 1 | 1 | 1 | 1 | 1 | 1 | 1 | 1
DOR.SD3GL | [5 empty] | 1 | 1 | 1 | 1 | 1 | 1 | 1 | 1 | 1 | 1 | 1 | 1 | 1
DOR.SDF3 | [5 empty] | 1 | 1 | 1 | 1 | 1 | 1 | 1 | 1 | 1 | 1 | 1 | 1 | 1
DOR.STRMD | [5 empty] | 1 | 1 | 1 | 1 | 1 | 1 | 1 | 1 | 1 | 1 | 1 | 1 | 1
DOR.STRMD+ | [5 empty] | 1 | 1 | 1 | 1 | 1 | 1 | 1 | 1 | 1 | 1 | 1 | 1 | 1
DOR.WDOSC | [5 empty] | 1 | 1 | 1 | 1 | 1 | 1 | 1 | 1 | 1 | 1 | 1 | 1 | 1
DOR.WDPNL | [5 empty] | 1 | 1 | 1 | 1 | 1 | 1 | 1 | 1 | 1 | 1 | 1 | 1 | 1
DOR.X | [6 empty] | 1 | 1 | 1 | 1 | 1 | 1 | 1 | 1 | 1 | 1 | 1 | 1
DOR.X- | [6 empty] | 1 | 1 | 1 | 1 | 1 | 1 | 1 | 1 | 1 | 1 | 1 | 1
DOR.X+ | [5 empty] | 1 | 1 | 1 | 1 | 1 | 1 | 1 | 1 | 1 | 1 | 1 | 1 | 1
DOR.XRETR>+ | [5 empty] | 1 | 1 | 1 | 1 | 1 | 1 | 1 | 1 | 1 | 1 | 1 | 1 | 1
DOR.XRETRO | [5 empty] | 1 | 1 | 1 | 1 | 1 | 1 | 1 | 1 | 1 | 1 | 1 | 1 | 1
DOR.XSLT | [5 empty] | 1 | 1 | 1 | 1 | 1 | 1 | 1 | 1 | 1 | 1 | 1 | 1 | 1
DRY.1/2 |  |  |  |  | 0.25 | 0.25 | 0.25 | 0.25 | 0.25 | 0.5 | 0.5 | 0.5 | 1 | 1 | 1 | 1 | 1 | 1
DRY.1/2- |  |  |  |  | 0.25 | 0.25 | 0.25 | 0.25 | 0.25 | 0.5 | 0.5 | 0.5 | 1 | 1 | 1 | 1 | 1 | 1
DRY.1/2+ |  |  |  |  | 0.25 | 0.25 | 0.25 | 0.25 | 0.5 | 0.5 | 0.5 | 0.5 | 1 | 1 | 1 | 1 | 1 | 1
DRY.5/8 |  |  |  |  | 0.25 | 0.25 | 0.25 | 0.25 | 0.5 | 0.5 | 0.5 | 0.5 | 1 | 1 | 1 | 1 | 1 | 1
DRY.AC | [12 empty] | 1 | 1 | 1 | 1 | 1 | 1
DRY.LF |  |  |  |  | 1 | 1 | 1 | 1 | 1 | 1 | 1 | 1 | 1 | 1 | 1 | 1 | 1 | 1
DRY.LF> |  |  |  |  | 1 | 1 | 1 | 1 | 1 | 1 | 1 | 1 | 1 | 1 | 1 | 1 | 1 | 1
DRY.MASKLF |  |  |  |  | 0.25 | 0.25 | 0.25 | 0.25 | 0.25 | 0.5 | 0.5 | 0.5 | 0.5 | 1 | 1 | 1 | 1 | 1
DRY.PATCHJ |  |  |  |  | 1 | 1 | 1 | 1 | 1 | 1 | 1 | 1 | 1 | 1 | 1 | 1 | 1 | 1
DRY.TEX++ | [12 empty] | 1 | 1 | 1 | 1 | 1 | 1
ELE.110 | [9 empty] | 0.6 | 0.6 | 0.6 | 0.6 | 0.6 | 0.6 | 1 | 1 | 1
ELE.110BOX | [9 empty] | 0.6 | 0.6 | 0.6 | 0.6 | 0.6 | 0.6 | 1 | 1 | 1
ELE.110S | [9 empty] | 0.6 | 0.6 | 0.6 | 0.6 | 0.6 | 0.6 | 1 | 1 | 1
ELE.220 | [7 empty] | 1 | 1 | 1 | 1 | 1 | 1 | 1 | 1 | 1 | 1 | 1
ELE.BBH | [7 empty] | 1 | 1 | 1 | 1 | 1 | 1 | 1 | 1 | 1 | 1 | 1
ELE.BBH> |  |  |  |  | 1 | 1 | 1 | 1 | 1 | 1 | 1 | 1 | 1 | 1 | 1 | 1 | 1 | 1
ELE.BPA100 | [12 empty] | 1 | 1 | 1 | 1 | 1 | 1
ELE.BPNL100 | [12 empty] | 1 | 1 | 1 | 1 | 1 | 1
ELE.BPNL200 | [12 empty] | 1 | 1 | 1 | 1 | 1 | 1
ELE.CSF | [9 empty] | 0.6 | 0.6 | 0.6 | 0.6 | 0.6 | 1 | 1 | 1 | 1
ELE.FAN+ | [14 empty] | 1 | 1 | 1 | 1
ELE.GFI | [9 empty] | 0.6 | 0.6 | 0.6 | 0.6 | 0.6 | 0.6 | 1 | 1 | 1
ELE.GROD
ELE.LV | [9 empty] | 0.6 | 0.6 | 0.6 | 0.6 | 0.6 | 0.6 | 0.6 | 0.6 | 0.6
ELE.MAST
ELE.MEG | [13 empty] | 1 | 1 | 1 | 1 | 1
ELE.METR
ELE.METR<
ELE.OL | [9 empty] | 1 | 1 | 1 | 1 | 1 | 1 | 1 | 1 | 1
ELE.OL220 | [7 empty] | 1 | 1 | 1 | 1 | 1 | 1 | 1 | 1 | 1 | 1 | 1
ELE.OS | [9 empty] | 1 | 1 | 1 | 1 | 1 | 1 | 1 | 1 | 1
ELE.RADMAT |  |  |  |  | 1 | 1 | 1 | 1 | 1 | 1 | 1 | 1 | 1 | 1 | 1 | 1 | 1 | 1
ELE.REWIRE | [9 empty] | 0.6 | 0.6 | 0.6 | 0.6 | 0.6 | 0.6 | 0.6 | 0.6 | 0.6
ELE.SECP+ | [12 empty] | 1 | 1 | 1 | 1 | 1 | 1
ELE.SMOKE | [15 empty] | 1 | 1 | 1
ELE.SMOKE- | [15 empty] | 1 | 1 | 1
ELE.SMOKE+ | [15 empty] | 1 | 1 | 1
ELE.SMOKE++ | [15 empty] | 1 | 1 | 1
ELE.TRUNK
ELE.TRUNK+
ELE.TS | [12 empty] | 1 | 1 | 1 | 1 | 1 | 1
ELE.TS+++ | [12 empty] | 1 | 1 | 1 | 1 | 1 | 1
ELE.XOS | [9 empty] | 1 | 1 | 1 | 1 | 1 | 1 | 1 | 1 | 1
ELS.CVAC+ | [9 empty] | 1 | 1 | 1 | 1 | 1 | 1 | 1 | 1 | 1
EQC.SND | [14 empty] | 1 | 1 | 1 | 1
FCC.AV |  |  |  |  | 1 | 1 | 1 | 1 | 1 | 1 | 1 | 1 | 1 | 1 | 1 | 1 | 1 | 1
FCC.AV- |  |  |  |  | 1 | 1 | 1 | 1 | 1 | 1 | 1 | 1 | 1 | 1 | 1 | 1 | 1 | 1
FCC.AV-- |  |  |  |  | 1 | 1 | 1 | 1 | 1 | 1 | 1 | 1 | 1 | 1 | 1 | 1 | 1 | 1
FCC.AV+ |  |  |  |  | 1 | 1 | 1 | 1 | 1 | 1 | 1 | 1 | 1 | 1 | 1 | 1 | 1 | 1
FCC.AV++ |  |  |  |  | 1 | 1 | 1 | 1 | 1 | 1 | 1 | 1 | 1 | 1 | 1 | 1 | 1 | 1
FCC.COVE |  |  |  |  | 1 | 1 | 1 | 1 | 1 | 1 | 1 | 1 | 1 | 1 | 1 | 1 | 1 | 1
FCC.GD+ |  |  |  |  | 1 | 1 | 1 | 1 | 1 | 1 | 1 | 1 | 1 | 1 | 1 | 1 | 1 | 1
FCC.PAD |  |  |  |  | 1 | 1 | 1 | 1 | 1 | 1 | 1 | 1 | 1 | 1 | 1 | 1 | 1 | 1
FCC.PAD- |  |  |  |  | 1 | 1 | 1 | 1 | 1 | 1 | 1 | 1 | 1 | 1 | 1 | 1 | 1 | 1
FCC.PAD+ |  |  |  |  | 1 | 1 | 1 | 1 | 1 | 1 | 1 | 1 | 1 | 1 | 1 | 1 | 1 | 1
FCC.PRE3/8 |  |  |  |  | 1 | 1 | 1 | 1 | 1 | 1 | 1 | 1 | 1 | 1 | 1 | 1 | 1 | 1
FCC.STP |  |  |  |  | 0.25 | 0.25 | 0.25 | 0.25 | 1 | 1 | 1 | 1 | 1 | 1 | 1 | 1 | 1 | 1
FCC.STP+ |  |  |  |  | 1 | 1 | 1 | 1 | 1 | 1 | 1 | 1 | 1 | 1 | 1 | 1 | 1 | 1
FCT.AV | [10 empty] | 1 | 1 | 1 | 1 | 1 | 1 | 1 | 1
FCT.AV+ | [7 empty] | 1 | 1 | 1 | 1 | 1 | 1 | 1 | 1 | 1 | 1 | 1
FCT.AV++ | [10 empty] | 1 | 1 | 1 | 1 | 1 | 1 | 1 | 1
FCT.B+ | [7 empty] | 1 | 1 | 1 | 1 | 1 | 1 | 1 | 1 | 1 | 1 | 1
FCT.CNCRM | [10 empty] | 1 | 1 | 1 | 1 | 1 | 1 | 1 | 1
FCT.LEVCEM< | [7 empty] | 1 | 1 | 1 | 1 | 1 | 1 | 1 | 1 | 1 | 1 | 1
FCT.MORTAR | [10 empty] | 1 | 1 | 1 | 1 | 1 | 1 | 1 | 1
FCT.US | [12 empty] | 1 | 1 | 1 | 1 | 1 | 1
FCV.AV |  |  |  |  | 1 | 1 | 1 | 1 | 1 | 1 | 1 | 1 | 1 | 1 | 1 | 1 | 1 | 1
FCV.AV- |  |  |  |  | 1 | 1 | 1 | 1 | 1 | 1 | 1 | 1 | 1 | 1 | 1 | 1 | 1 | 1
FCV.AV-- |  |  |  |  | 1 | 1 | 1 | 1 | 1 | 1 | 1 | 1 | 1 | 1 | 1 | 1 | 1 | 1
FCV.AV+ |  |  |  |  | 1 | 1 | 1 | 1 | 1 | 1 | 1 | 1 | 1 | 1 | 1 | 1 | 1 | 1
FCV.AV++ |  |  |  |  | 1 | 1 | 1 | 1 | 1 | 1 | 1 | 1 | 1 | 1 | 1 | 1 | 1 | 1
FCV.CB4 |  |  |  |  | 1 | 1 | 1 | 1 | 1 | 1 | 1 | 1 | 1 | 1 | 1 | 1 | 1 | 1
FCV.COVE |  |  |  |  | 1 | 1 | 1 | 1 | 1 | 1 | 1 | 1 | 1 | 1 | 1 | 1 | 1 | 1
FCV.EDGE |  |  |  |  | 1 | 1 | 1 | 1 | 1 | 1 | 1 | 1 | 1 | 1 | 1 | 1 | 1 | 1
FCV.PLK |  |  |  |  | 1 | 1 | 1 | 1 | 1 | 1 | 1 | 1 | 1 | 1 | 1 | 1 | 1 | 1
FCV.PLK+ |  |  |  |  | 1 | 1 | 1 | 1 | 1 | 1 | 1 | 1 | 1 | 1 | 1 | 1 | 1 | 1
FCV.V |  |  |  |  | 1 | 1 | 1 | 1 | 1 | 1 | 1 | 1 | 1 | 1 | 1 | 1 | 1 | 1
FCW.AV |  |  |  |  | 1 | 1 | 1 | 1 | 1 | 1 | 1 | 1 | 1 | 1 | 1 | 1 | 1 | 1
FCW.AV+ |  |  |  |  | 1 | 1 | 1 | 1 | 1 | 1 | 1 | 1 | 1 | 1 | 1 | 1 | 1 | 1
FCW.AVPF+ |  |  |  |  | 1 | 1 | 1 | 1 | 1 | 1 | 1 | 1 | 1 | 1 | 1 | 1 | 1 | 1
FCW.FIN |  |  |  |  | 1 | 1 | 1 | 1 | 1 | 1 | 1 | 1 | 1 | 1 | 1 | 1 | 1 | 1
FCW.LAM |  |  |  |  | 1 | 1 | 1 | 1 | 1 | 1 | 1 | 1 | 1 | 1 | 1 | 1 | 1 | 1
FCW.LAM+ |  |  |  |  | 1 | 1 | 1 | 1 | 1 | 1 | 1 | 1 | 1 | 1 | 1 | 1 | 1 | 1
FEE.DRV |  |  |  |  | 0.25 | 0.25 | 0.25 | 0.25 | 0.5 | 0.5 | 0.5 | 0.5 | 1 | 1 | 1 | 1 | 1 | 1
FEE.MISC |  |  |  |  | 0.25 | 0.25 | 0.25 | 0.25 | 0.5 | 0.5 | 0.5 | 0.5 | 1 | 1 | 1 | 1 | 1 | 1
FEE.TIPF |  |  |  |  | 0.25 | 0.25 | 0.25 | 0.25 | 0.5 | 0.5 | 0.5 | 0.5 | 1 | 1 | 1 | 1 | 1 | 1
FNC.1/2X4 | [12 empty] | 1 | 1 | 1 | 1 | 1 | 1
FNC.1X12H | [12 empty] | 1 | 1 | 1 | 1 | 1 | 1
FNC.1X4 | [11 empty] | 1 | 1 | 1 | 1 | 1 | 1 | 1
FNC.1X6H | [12 empty] | 1 | 1 | 1 | 1 | 1 | 1
FNC.B |  |  |  |  | 1 | 1 | 1 | 1 | 1 | 1 | 1 | 1 | 1 | 1 | 1 | 1 | 1 | 1
FNC.B3 |  |  |  |  | 1 | 1 | 1 | 1 | 1 | 1 | 1 | 1 | 1 | 1 | 1 | 1 | 1 | 1
FNC.B3+ |  |  |  |  | 1 | 1 | 1 | 1 | 1 | 1 | 1 | 1 | 1 | 1 | 1 | 1 | 1 | 1
FNC.B4 |  |  |  |  | 1 | 1 | 1 | 1 | 1 | 1 | 1 | 1 | 1 | 1 | 1 | 1 | 1 | 1
FNC.B5H |  |  |  |  | 1 | 1 | 1 | 1 | 1 | 1 | 1 | 1 | 1 | 1 | 1 | 1 | 1 | 1
FNC.BAL | [9 empty] | 0.25 | 0.25 | 0.5 | 0.5 | 1 | 1 | 1 | 1 | 1
FNC.BAL+ | [9 empty] | 0.25 | 0.25 | 0.5 | 0.5 | 1 | 1 | 1 | 1 | 1
FNC.BAL++ | [9 empty] | 0.25 | 0.25 | 0.5 | 0.5 | 1 | 1 | 1 | 1 | 1
FNC.BK12 | [7 empty] | 0.25 | 0.25 | 0.5 | 0.5 | 1 | 1 | 1 | 1 | 1 | 1 | 1
FNC.CHRH++ | [11 empty] | 1 | 1 | 1 | 1 | 1 | 1 | 1
FNC.CLOSM++ |  |  |  |  | 1 | 1 | 1 | 1 | 1 | 1 | 1 | 1 | 1 | 1 | 1 | 1 | 1 | 1
FNC.CLROD | [14 empty] | 1 | 1 | 1 | 1
FNC.CLROD+ | [14 empty] | 1 | 1 | 1 | 1
FNC.CWN>+ | [12 empty] | 1 | 1 | 1 | 1 | 1 | 1
FNC.DOP> |  |  |  |  | 1 | 1 | 1 | 1 | 1 | 1 | 1 | 1 | 1 | 1 | 1 | 1 | 1 | 1
FNC.HR | [14 empty] | 1 | 1 | 1 | 1
FNC.HR+ | [14 empty] | 1 | 1 | 1 | 1
FNC.LAB | [5 empty] | 0.1 | 0.1 | 0.2 | 0.2 | 0.2 | 0.3 | 0.3 | 0.5 | 1 | 1 | 1 | 1 | 1
FNC.PDPC | [15 empty] | 1 | 1 | 1
FNC.PILS | [5 empty] | 1 | 1 | 1 | 1 | 1 | 1 | 1 | 1 | 1 | 1 | 1 | 1 | 1
FNC.SH12 | [11 empty] | 1 | 1 | 1 | 1 | 1 | 1 | 1
FNC.SH16 | [12 empty] | 1 | 1 | 1 | 1 | 1 | 1
FNC.SH24 | [11 empty] | 1 | 1 | 1 | 1 | 1 | 1 | 1
FNC.SHOE |  |  |  |  | 1 | 1 | 1 | 1 | 1 | 1 | 1 | 1 | 1 | 1 | 1 | 1 | 1 | 1
FNC.SHOE+ |  |  |  |  | 1 | 1 | 1 | 1 | 1 | 1 | 1 | 1 | 1 | 1 | 1 | 1 | 1 | 1
FNC.SILL | [12 empty] | 1 | 1 | 1 | 1 | 1 | 1
FNC.SILL+ | [12 empty] | 1 | 1 | 1 | 1 | 1 | 1
FNC.SILLH | [12 empty] | 1 | 1 | 1 | 1 | 1 | 1
FNH.BAC | [12 empty] | 1 | 1 | 1 | 1 | 1 | 1
FNH.CDC | [12 empty] | 1 | 1 | 1 | 1 | 1 | 1
FNH.DBX | [12 empty] | 1 | 1 | 1 | 1 | 1 | 1
FNH.DORH | [12 empty] | 1 | 1 | 1 | 1 | 1 | 1
FNH.DORH- | [11 empty] | 1 | 1 | 1 | 1 | 1 | 1 | 1
FNH.DORH+ | [12 empty] | 1 | 1 | 1 | 1 | 1 | 1
FNH.DORH++ | [12 empty] | 1 | 1 | 1 | 1 | 1 | 1
FNH.DSTP | [5 empty] | 1 | 1 | 1 | 1 | 1 | 1 | 1 | 1 | 1 | 1 | 1 | 1 | 1
FNH.HINGE> | [5 empty] | 1 | 1 | 1 | 1 | 1 | 1 | 1 | 1 | 1 | 1 | 1 | 1 | 1
FNH.KICK | [5 empty] | 1 | 1 | 1 | 1 | 1 | 1 | 1 | 1 | 1 | 1 | 1 | 1 | 1
FNH.LOKK | [12 empty] | 1 | 1 | 1 | 1 | 1 | 1
FNH.MARKMR | [5 empty] | 1 | 1 | 1 | 1 | 1 | 1 | 1 | 1 | 1 | 1 | 1 | 1 | 1
FNH.SROD | [12 empty] | 1 | 1 | 1 | 1 | 1 | 1
FNH.TBAR | [12 empty] | 1 | 1 | 1 | 1 | 1 | 1
FNH.TBAR- | [12 empty] | 1 | 1 | 1 | 1 | 1 | 1
FNH.TBAR+ | [12 empty] | 1 | 1 | 1 | 1 | 1 | 1
FNH.TP | [10 empty] | 1 | 1 | 1 | 1 | 1 | 1 | 1 | 1
FNH.TP- | [10 empty] | 1 | 1 | 1 | 1 | 1 | 1 | 1 | 1
FNH.TP+ | [10 empty] | 1 | 1 | 1 | 1 | 1 | 1 | 1 | 1
FNH.TR | [12 empty] | 1 | 1 | 1 | 1 | 1 | 1
FNH.TR- | [12 empty] | 1 | 1 | 1 | 1 | 1 | 1
FNH.TR+ | [12 empty] | 1 | 1 | 1 | 1 | 1 | 1
FNH.TVW | [12 empty] | 1 | 1 | 1 | 1 | 1 | 1
FPL.AV+
FPL.AV>+
FPL.AVZCHLF
FPL.AVZG | [9 empty] | 1 | 1 | 1 | 1 | 1 | 1 | 1 | 1 | 1
FPL.FLCP
FPL.HRTH
FPL.MNTL- | [15 empty] | 1 | 1 | 1
FPL.MNTL+ | [15 empty] | 1 | 1 | 1
FPL.TRIRF
FPS.FXCAB | [12 empty] | 1 | 1 | 1 | 1 | 1 | 1
FRM.1X8
FRM.2X10
FRM.2X4
FRM.2X6
FRM.2X6R
FRM.2X8
FRM.4SF
FRM.4SF>
FRM.4X4
FRM.6SF
FRM.6SF>
FRM.6X6
FRM.DKRLC
FRM.DKRLR
FRM.DKRLT
FRM.DKRLWP
FRM.DKTSF
FRM.DKWP+
FRM.DKWPSF+
FRM.FRHT
FRM.J10SF
FRM.J8SF
FRM.LAB
FRM.SH1/2
FRM.SH5/8
FRM.SHF1/2
FRM.SHW1/2
FRM.SHW3/4T
FRM.TR10
FRM.TR10+
FRM.TR4
FRM.TR4+
FRM.TR6+
HVC.AC |  |  | 1 | 1 | 1 | 1 | 1 | 1 | 1 | 1 | 1 | 1 | 1 | 1 | 1 | 1 | 1 | 1
HVC.AC_B | [16 empty] | 1 | 1
HVC.AC_M |  |  | 1 | 1 | 1 | 1 | 1 | 1 | 1 | 1 | 1 | 1 | 1 | 1 | 1 | 1 | 1 | 1
HVC.AC< |  |  | 1 | 1 | 1 | 1 | 1 | 1 | 1 | 1 | 1 | 1 | 1 | 1 | 1 | 1 | 1 | 1
HVC.AC<_B | [16 empty] | 1 | 1
HVC.AC<_M |  |  | 1 | 1 | 1 | 1 | 1 | 1 | 1 | 1 | 1 | 1 | 1 | 1 | 1 | 1 | 1 | 1
HVC.AC> |  |  | 1 | 1 | 1 | 1 | 1 | 1 | 1 | 1 | 1 | 1 | 1 | 1 | 1 | 1 | 1 | 1
HVC.AC>_B | [16 empty] | 1 | 1
HVC.AC>_M |  |  | 1 | 1 | 1 | 1 | 1 | 1 | 1 | 1 | 1 | 1 | 1 | 1 | 1 | 1 | 1 | 1
HVC.BLR | [7 empty] | 1 | 1 | 1 | 1 | 1 | 1 | 1 | 1 | 1 | 1 | 1
HVC.BVENT | [15 empty] | 1 | 1 | 1
HVC.BVENT- | [15 empty] | 1 | 1 | 1
HVC.BVENT+ | [15 empty] | 1 | 1 | 1
HVC.DCT |  |  | 1 | 1 | 1 | 1 | 1 | 1 | 1 | 1 | 1 | 1 | 1 | 1 | 1 | 1 | 1 | 1
HVC.DCT_B1 | [16 empty] | 1 | 1
HVC.DCT_B2 | [16 empty] | 0.5 | 0.5
HVC.DCT_M1 |  |  | 1 | 1 | 1 | 1 | 1 | 1 | 1 | 1 | 1 | 1 | 1 | 1 | 1 | 1 | 1 | 1
HVC.DCT_M2 |  |  | 0.5 | 0.5 | 0.5 | 0.5 | 0.5 | 0.5 | 0.5 | 0.5 | 0.5 | 0.5 | 0.5 | 0.5 | 0.5 | 0.5 | 0.5 | 0.5
HVC.DCT< |  |  | 1 | 1 | 1 | 1 | 1 | 1 | 1 | 1 | 1 | 1 | 1 | 1 | 1 | 1 | 1 | 1
HVC.DCT<_B1 | [16 empty] | 1 | 1
HVC.DCT<_B2 | [16 empty] | 0.5 | 0.5
HVC.DCT<_M1 |  |  | 1 | 1 | 1 | 1 | 1 | 1 | 1 | 1 | 1 | 1 | 1 | 1 | 1 | 1 | 1 | 1
HVC.DCT<_M2 |  |  | 0.5 | 0.5 | 0.5 | 0.5 | 0.5 | 0.5 | 0.5 | 0.5 | 0.5 | 0.5 | 0.5 | 0.5 | 0.5 | 0.5 | 0.5 | 0.5
HVC.DCT<< |  |  | 1 | 1 | 1 | 1 | 1 | 1 | 1 | 1 | 1 | 1 | 1 | 1 | 1 | 1 | 1 | 1
HVC.DCT<<_B1 | [16 empty] | 1 | 1
HVC.DCT<<_B2 | [16 empty] | 0.5 | 0.5
HVC.DCT<<_M1 |  |  | 1 | 1 | 1 | 1 | 1 | 1 | 1 | 1 | 1 | 1 | 1 | 1 | 1 | 1 | 1 | 1
HVC.DCT<<_M2 |  |  | 0.5 | 0.5 | 0.5 | 0.5 | 0.5 | 0.5 | 0.5 | 0.5 | 0.5 | 0.5 | 0.5 | 0.5 | 0.5 | 0.5 | 0.5 | 0.5
HVC.DCT> |  |  | 1 | 1 | 1 | 1 | 1 | 1 | 1 | 1 | 1 | 1 | 1 | 1 | 1 | 1 | 1 | 1
HVC.DCT>_B1 | [16 empty] | 1 | 1
HVC.DCT>_B2 | [16 empty] | 0.5 | 0.5
HVC.DCT>_M1 |  |  | 1 | 1 | 1 | 1 | 1 | 1 | 1 | 1 | 1 | 1 | 1 | 1 | 1 | 1 | 1 | 1
HVC.DCT>_M2 |  |  | 0.5 | 0.5 | 0.5 | 0.5 | 0.5 | 0.5 | 0.5 | 0.5 | 0.5 | 0.5 | 0.5 | 0.5 | 0.5 | 0.5 | 0.5 | 0.5
HVC.DCTFN3 | [15 empty] | 1 | 1 | 1
HVC.DRNL | [7 empty] | 1 | 1 | 1 | 1 | 1 | 1 | 1 | 1 | 1 | 1 | 1
HVC.DVENT | [9 empty] | 1 | 1 | 1 | 1 | 1 | 1 | 1 | 1 | 1
HVC.FRFA | [7 empty] | 1 | 1 | 1 | 1 | 1 | 1 | 1 | 1 | 1 | 1 | 1
HVC.FRFA< | [7 empty] | 1 | 1 | 1 | 1 | 1 | 1 | 1 | 1 | 1 | 1 | 1
HVC.FRFAH> | [7 empty] | 1 | 1 | 1 | 1 | 1 | 1 | 1 | 1 | 1 | 1 | 1
HVC.RAD4 | [6 empty] | 0.25 | 0.25 | 0.25 | 0.25 | 0.25 | 0.5 | 0.5 | 0.5 | 0.5 | 0.5 | 0.5 | 0.5
HVC.RADC> | [6 empty] | 0.25 | 0.25 | 0.25 | 0.25 | 0.25 | 0.5 | 0.5 | 0.5 | 0.5 | 0.5 | 0.5 | 0.5
HVC.TS | [14 empty] | 1 | 1 | 1 | 1
HVC.TS- | [14 empty] | 1 | 1 | 1 | 1
HVC.TS+ | [14 empty] | 1 | 1 | 1 | 1
HVC.VENT5+
HVC.VENTCP5
INS.BI14
INS.BI16
INS.BI20
INS.BI24
INS.BT4 |  |  |  |  | 0.25 | 0.25 | 0.25 | 0.25 | 0.25 | 0.5 | 0.5 | 0.5 | 0.5 | 1 | 1 | 1 | 1 | 1
INS.BT4_B1 |  |  |  |  | 0.25 | 0.25 | 0.25 | 0.25 | 0.25 | 0.5 | 0.5 | 0.5 | 0.5 | 1 | 1 | 1 | 1 | 1
INS.BT4_B2 |  |  |  |  | 0.25 | 0.25 | 0.25 | 0.25 | 0.25 | 0.5 | 0.5 | 0.5 | 0.5 | 1 | 1 | 1 | 1 | 1
INS.BT4_C1 |  |  | 0.5 | 0.5 | 0.625 | 0.625 | 0.625 | 0.625 | 0.625 | 0.75 | 0.75 | 0.75 | 0.75 | 1 | 1 | 1 | 1 | 1
INS.BT4_C2 |  |  | 0.33 | 0.33 | 0.4125 | 0.4125 | 0.4125 | 0.4125 | 0.4125 | 0.495 | 0.495 | 0.495 | 0.495 | 0.66 | 0.66 | 0.66 | 0.66 | 0.66
INS.BT6 |  |  |  |  | 0.25 | 0.25 | 0.25 | 0.25 | 0.25 | 0.5 | 0.5 | 0.5 | 0.5 | 1 | 1 | 1 | 1 | 1
INS.BT6_B1 |  |  |  |  | 0.25 | 0.25 | 0.25 | 0.25 | 0.25 | 0.5 | 0.5 | 0.5 | 0.5 | 1 | 1 | 1 | 1 | 1
INS.BT6_B2 |  |  |  |  | 0.25 | 0.25 | 0.25 | 0.25 | 0.25 | 0.5 | 0.5 | 0.5 | 0.5 | 1 | 1 | 1 | 1 | 1
INS.BT6_C1 |  |  | 0.5 | 0.5 | 0.625 | 0.625 | 0.625 | 0.625 | 0.625 | 0.75 | 0.75 | 0.75 | 0.75 | 1 | 1 | 1 | 1 | 1
INS.BT6_C2 |  |  | 0.33 | 0.33 | 0.4125 | 0.4125 | 0.4125 | 0.4125 | 0.4125 | 0.495 | 0.495 | 0.495 | 0.495 | 0.66 | 0.66 | 0.66 | 0.66 | 0.66
INS.BTF10 |  |  |  |  | 0.25 | 0.25 | 0.25 | 0.25 | 0.25 | 0.5 | 0.5 | 0.5 | 0.5 | 1 | 1 | 1 | 1 | 1
INS.BTF10_B1 |  |  |  |  | 0.25 | 0.25 | 0.25 | 0.25 | 0.25 | 0.5 | 0.5 | 0.5 | 0.5 | 1 | 1 | 1 | 1 | 1
INS.BTF10_B2 |  |  |  |  | 0.25 | 0.25 | 0.25 | 0.25 | 0.25 | 0.5 | 0.5 | 0.5 | 0.5 | 1 | 1 | 1 | 1 | 1
INS.BTF10_C1 |  |  | 0.5 | 0.5 | 0.625 | 0.625 | 0.625 | 0.625 | 0.625 | 0.75 | 0.75 | 0.75 | 0.75 | 1 | 1 | 1 | 1 | 1
INS.BTF10_C2 |  |  | 0.33 | 0.33 | 0.4125 | 0.4125 | 0.4125 | 0.4125 | 0.4125 | 0.495 | 0.495 | 0.495 | 0.495 | 0.66 | 0.66 | 0.66 | 0.66 | 0.66
INS.BTF12 |  |  |  |  | 0.25 | 0.25 | 0.25 | 0.25 | 0.25 | 0.5 | 0.5 | 0.5 | 0.5 | 1 | 1 | 1 | 1 | 1
INS.BTF12_B1 |  |  |  |  | 0.25 | 0.25 | 0.25 | 0.25 | 0.25 | 0.5 | 0.5 | 0.5 | 0.5 | 1 | 1 | 1 | 1 | 1
INS.BTF12_B2 |  |  |  |  | 0.25 | 0.25 | 0.25 | 0.25 | 0.25 | 0.5 | 0.5 | 0.5 | 0.5 | 1 | 1 | 1 | 1 | 1
INS.BTF12_C1 |  |  | 0.5 | 0.5 | 0.625 | 0.625 | 0.625 | 0.625 | 0.625 | 0.75 | 0.75 | 0.75 | 0.75 | 1 | 1 | 1 | 1 | 1
INS.BTF12_C2 |  |  | 0.33 | 0.33 | 0.4125 | 0.4125 | 0.4125 | 0.4125 | 0.4125 | 0.495 | 0.495 | 0.495 | 0.495 | 0.66 | 0.66 | 0.66 | 0.66 | 0.66
INS.BTF4+ |  |  |  |  | 0.25 | 0.25 | 0.25 | 0.25 | 0.25 | 0.5 | 0.5 | 0.5 | 0.5 | 1 | 1 | 1 | 1 | 1
INS.BTF4+_B1 |  |  |  |  | 0.25 | 0.25 | 0.25 | 0.25 | 0.25 | 0.5 | 0.5 | 0.5 | 0.5 | 1 | 1 | 1 | 1 | 1
INS.BTF4+_B2 |  |  |  |  | 0.25 | 0.25 | 0.25 | 0.25 | 0.25 | 0.5 | 0.5 | 0.5 | 0.5 | 1 | 1 | 1 | 1 | 1
INS.BTF4+_C1 |  |  | 0.5 | 0.5 | 0.625 | 0.625 | 0.625 | 0.625 | 0.625 | 0.75 | 0.75 | 0.75 | 0.75 | 1 | 1 | 1 | 1 | 1
INS.BTF4+_C2 |  |  | 0.33 | 0.33 | 0.4125 | 0.4125 | 0.4125 | 0.4125 | 0.4125 | 0.495 | 0.495 | 0.495 | 0.495 | 0.66 | 0.66 | 0.66 | 0.66 | 0.66
INS.BTF4++ |  |  |  |  | 0.25 | 0.25 | 0.25 | 0.25 | 0.25 | 0.5 | 0.5 | 0.5 | 0.5 | 1 | 1 | 1 | 1 | 1
INS.BTF4++_B1 |  |  |  |  | 0.25 | 0.25 | 0.25 | 0.25 | 0.25 | 0.5 | 0.5 | 0.5 | 0.5 | 1 | 1 | 1 | 1 | 1
INS.BTF4++_B2 |  |  |  |  | 0.25 | 0.25 | 0.25 | 0.25 | 0.25 | 0.5 | 0.5 | 0.5 | 0.5 | 1 | 1 | 1 | 1 | 1
INS.BTF4++_C1 |  |  | 0.5 | 0.5 | 0.625 | 0.625 | 0.625 | 0.625 | 0.625 | 0.75 | 0.75 | 0.75 | 0.75 | 1 | 1 | 1 | 1 | 1
INS.BTF4++_C2 |  |  | 0.33 | 0.33 | 0.4125 | 0.4125 | 0.4125 | 0.4125 | 0.4125 | 0.495 | 0.495 | 0.495 | 0.495 | 0.66 | 0.66 | 0.66 | 0.66 | 0.66
INS.BTF6 |  |  |  |  | 0.25 | 0.25 | 0.25 | 0.25 | 0.25 | 0.5 | 0.5 | 0.5 | 0.5 | 1 | 1 | 1 | 1 | 1
INS.BTF6_B1 |  |  |  |  | 0.25 | 0.25 | 0.25 | 0.25 | 0.25 | 0.5 | 0.5 | 0.5 | 0.5 | 1 | 1 | 1 | 1 | 1
INS.BTF6_B2 |  |  |  |  | 0.25 | 0.25 | 0.25 | 0.25 | 0.25 | 0.5 | 0.5 | 0.5 | 0.5 | 1 | 1 | 1 | 1 | 1
INS.BTF6_C1 |  |  | 0.5 | 0.5 | 0.625 | 0.625 | 0.625 | 0.625 | 0.625 | 0.75 | 0.75 | 0.75 | 0.75 | 1 | 1 | 1 | 1 | 1
INS.BTF6_C2 |  |  | 0.33 | 0.33 | 0.4125 | 0.4125 | 0.4125 | 0.4125 | 0.4125 | 0.495 | 0.495 | 0.495 | 0.495 | 0.66 | 0.66 | 0.66 | 0.66 | 0.66
INS.FOAM |  |  |  |  | 0.25 | 0.25 | 0.25 | 0.25 | 0.25 | 0.5 | 0.5 | 0.5 | 0.5 | 1 | 1 | 1 | 1 | 1
INS.HWRAP
INS.VISTC |  |  |  |  | 0.25 | 0.25 | 0.25 | 0.25 | 0.25 | 0.5 | 0.5 | 0.5 | 0.5 | 1 | 1 | 1 | 1 | 1
LIT.AV | [15 empty] | 1 | 1 | 1
LIT.AV- | [15 empty] | 1 | 1 | 1
LIT.AV+ | [15 empty] | 1 | 1 | 1
LIT.AV++ | [15 empty] | 1 | 1 | 1
LIT.BAR2+ | [15 empty] | 1 | 1 | 1
LIT.BAR3 | [15 empty] | 1 | 1 | 1
LIT.BAR3+ | [15 empty] | 1 | 1 | 1
LIT.BAR4 | [15 empty] | 1 | 1 | 1
LIT.BAR4+ | [15 empty] | 1 | 1 | 1
LIT.BAR5 | [15 empty] | 1 | 1 | 1
LIT.CHAN>++ | [15 empty] | 1 | 1 | 1
LIT.FL1-4+ | [15 empty] | 1 | 1 | 1
LIT.FL2-4 | [13 empty] | 1 | 1 | 1 | 1 | 1
LIT.FL2-4+ | [15 empty] | 1 | 1 | 1
LIT.FL2-6+ | [15 empty] | 1 | 1 | 1
LIT.FL4-4+ | [15 empty] | 1 | 1 | 1
LIT.FL4-6+ | [15 empty] | 1 | 1 | 1
LIT.FLACT2 | [15 empty] | 1 | 1 | 1
LIT.FN | [15 empty] | 1 | 1 | 1
LIT.FN+ | [15 empty] | 1 | 1 | 1
LIT.TRK | [15 empty] | 1 | 1 | 1
LIT.TRKCN+ | [15 empty] | 1 | 1 | 1
LIT.X | [15 empty] | 1 | 1 | 1
LIT.X- | [15 empty] | 1 | 1 | 1
LIT.X+ | [15 empty] | 1 | 1 | 1
MAS.BRK
MAS.BRK-
MAS.BRK+
MAS.BRK++
MAS.STN+
MBL.W |  |  |  |  | 0.25 | 0.25 | 0.25 | 0.25 | 0.25 | 0.5 | 0.5 | 0.5 | 1 | 1 | 1 | 1 | 1 | 1
MBL.WN |  |  |  |  | 0.25 | 0.25 | 0.25 | 0.25 | 0.25 | 0.5 | 0.5 | 0.5 | 1 | 1 | 1 | 1 | 1 | 1
MPR.FLPANP | [12 empty] | 1 | 1 | 1 | 1 | 1 | 1
MPR.FLPANP> | [12 empty] | 1 | 1 | 1 | 1 | 1 | 1
MSD.AV | [12 empty] | 1 | 1 | 1 | 1 | 1 | 1
MSD.SDOR | [10 empty] | 1 | 1 | 1 | 1 | 1 | 1 | 1 | 1
MSD.SDOR+ | [10 empty] | 1 | 1 | 1 | 1 | 1 | 1 | 1 | 1
MSD.TUBDR+ | [10 empty] | 1 | 1 | 1 | 1 | 1 | 1 | 1 | 1
PLA.THING |  |  |  |  | 0.25 | 0.25 | 0.25 | 0.25 | 0.25 | 0.5 | 0.5 | 0.5 | 1 | 1 | 1 | 1 | 1 | 1
PLM.BP1
PLM.DW | [10 empty] | 1 | 1 | 1 | 1 | 1 | 1 | 1 | 1
PLM.FAU | [12 empty] | 1 | 1 | 1 | 1 | 1 | 1
PLM.FAU- | [12 empty] | 1 | 1 | 1 | 1 | 1 | 1
PLM.FAU+ | [12 empty] | 1 | 1 | 1 | 1 | 1 | 1
PLM.FAU++ | [12 empty] | 1 | 1 | 1 | 1 | 1 | 1
PLM.FAUB | [12 empty] | 1 | 1 | 1 | 1 | 1 | 1
PLM.FAUBA | [12 empty] | 1 | 1 | 1 | 1 | 1 | 1
PLM.FAUBA- | [12 empty] | 1 | 1 | 1 | 1 | 1 | 1
PLM.FAUBA+ | [12 empty] | 1 | 1 | 1 | 1 | 1 | 1
PLM.FAUBAD | [12 empty] | 1 | 1 | 1 | 1 | 1 | 1
PLM.FT1/2C4
PLM.JT+ | [10 empty] | 1 | 1 | 1 | 1 | 1 | 1 | 1 | 1
PLM.JTFAU+ | [10 empty] | 1 | 1 | 1 | 1 | 1 | 1 | 1 | 1
PLM.LTUB+ | [12 empty] | 1 | 1 | 1 | 1 | 1 | 1
PLM.PSNK | [12 empty] | 1 | 1 | 1 | 1 | 1 | 1
PLM.PTRAP | [12 empty] | 1 | 1 | 1 | 1 | 1 | 1
PLM.RFIXP | [12 empty] | 1 | 1 | 1 | 1 | 1 | 1
PLM.RFIXP- | [12 empty] | 1 | 1 | 1 | 1 | 1 | 1
PLM.RGHFIX | [10 empty] | 1 | 1 | 1 | 1 | 1 | 1 | 1 | 1
PLM.SNK | [12 empty] | 1 | 1 | 1 | 1 | 1 | 1
PLM.SNK- | [12 empty] | 1 | 1 | 1 | 1 | 1 | 1
PLM.SNK+ | [12 empty] | 1 | 1 | 1 | 1 | 1 | 1
PLM.SNKD | [12 empty] | 1 | 1 | 1 | 1 | 1 | 1
PLM.SNKD- | [12 empty] | 1 | 1 | 1 | 1 | 1 | 1
PLM.SNKD++ | [12 empty] | 1 | 1 | 1 | 1 | 1 | 1
PLM.SNKR | [12 empty] | 1 | 1 | 1 | 1 | 1 | 1
PLM.SNKUR | [12 empty] | 1 | 1 | 1 | 1 | 1 | 1
PLM.STOP | [12 empty] | 1 | 1 | 1 | 1 | 1 | 1
PLM.SUP | [12 empty] | 1 | 1 | 1 | 1 | 1 | 1
PLM.SWRPAN | [8 empty] | 1 | 1 | 1 | 1 | 1 | 1 | 1 | 1 | 1 | 1
PLM.SWRPAN> | [8 empty] | 1 | 1 | 1 | 1 | 1 | 1 | 1 | 1 | 1 | 1
PLM.TET2 | [12 empty] | 1 | 1 | 1 | 1 | 1 | 1
PLM.TLT | [10 empty] | 1 | 1 | 1 | 1 | 1 | 1 | 1 | 1
PLM.TLT- | [10 empty] | 1 | 1 | 1 | 1 | 1 | 1 | 1 | 1
PLM.TLT+ | [10 empty] | 1 | 1 | 1 | 1 | 1 | 1 | 1 | 1
PLM.TLTR | [10 empty] | 1 | 1 | 1 | 1 | 1 | 1 | 1 | 1
PLM.TLTS | [10 empty] | 1 | 1 | 1 | 1 | 1 | 1 | 1 | 1
PLM.TLTS- | [10 empty] | 1 | 1 | 1 | 1 | 1 | 1 | 1 | 1
PLM.TLTS+ | [10 empty] | 1 | 1 | 1 | 1 | 1 | 1 | 1 | 1
PLM.TSFAU | [12 empty] | 1 | 1 | 1 | 1 | 1 | 1
PLM.TSFAU- | [12 empty] | 1 | 1 | 1 | 1 | 1 | 1
PLM.TSFAU+ | [12 empty] | 1 | 1 | 1 | 1 | 1 | 1
PLM.TSFAU++ | [10 empty] | 1 | 1 | 1 | 1 | 1 | 1 | 1 | 1
PLM.TUB | [10 empty] | 1 | 1 | 1 | 1 | 1 | 1 | 1 | 1
PLM.TUB- | [10 empty] | 1 | 1 | 1 | 1 | 1 | 1 | 1 | 1
PLM.TUB/S++ | [10 empty] | 1 | 1 | 1 | 1 | 1 | 1 | 1 | 1
PLM.TUB+ | [10 empty] | 1 | 1 | 1 | 1 | 1 | 1 | 1 | 1
PLM.TUBS | [10 empty] | 1 | 1 | 1 | 1 | 1 | 1 | 1 | 1
PLM.TUBS- | [11 empty] | 1 | 1 | 1 | 1 | 1 | 1 | 1
PLM.WBOX | [10 empty] | 1 | 1 | 1 | 1 | 1 | 1 | 1 | 1
PLM.WH40 | [6 empty] | 1 | 1 | 1 | 1 | 1 | 1 | 1 | 1 | 1 | 1 | 1 | 1
PLM.WH50 | [6 empty] | 1 | 1 | 1 | 1 | 1 | 1 | 1 | 1 | 1 | 1 | 1 | 1
PLM.WH50++ | [6 empty] | 1 | 1 | 1 | 1 | 1 | 1 | 1 | 1 | 1 | 1 | 1 | 1
PLM.WH50E+ | [6 empty] | 1 | 1 | 1 | 1 | 1 | 1 | 1 | 1 | 1 | 1 | 1 | 1
PLM.WPS | [10 empty] | 1 | 1 | 1 | 1 | 1 | 1 | 1 | 1
PLM.WS> | [9 empty] | 1 | 1 | 1 | 1 | 1 | 1 | 1 | 1 | 1
PLM.WSBOX | [10 empty] | 1 | 1 | 1 | 1 | 1 | 1 | 1 | 1
PLM.XFAU
PNL.AV |  |  |  |  | 0.25 | 0.25 | 0.25 | 0.25 | 0.25 | 0.5 | 0.5 | 0.5 | 1 | 1 | 1 | 1 | 1 | 1
PNL.AV+ |  |  |  |  | 1 | 1 | 1 | 1 | 1 | 1 | 1 | 1 | 1 | 1 | 1 | 1 | 1 | 1
PNT.B |  |  |  |  | 1 | 1 | 1 | 1 | 1 | 1 | 1 | 1 | 1 | 1 | 1 | 1 | 1 | 1
PNT.B>2SP |  |  |  |  | 1 | 1 | 1 | 1 | 1 | 1 | 1 | 1 | 1 | 1 | 1 | 1 | 1 | 1
PNT.B2SP |  |  |  |  | 1 | 1 | 1 | 1 | 1 | 1 | 1 | 1 | 1 | 1 | 1 | 1 | 1 | 1
PNT.BALS | [9 empty] | 0.25 | 0.25 | 0.5 | 0.5 | 1 | 1 | 1 | 1 | 1
PNT.BCS2SP |  |  |  |  | 1 | 1 | 1 | 1 | 1 | 1 | 1 | 1 | 1 | 1 | 1 | 1 | 1 | 1
PNT.BF |  |  |  |  | 1 | 1 | 1 | 1 | 1 | 1 | 1 | 1 | 1 | 1 | 1 | 1 | 1 | 1
PNT.BK | [5 empty] | 1 | 1 | 1 | 1 | 1 | 1 | 1 | 1 | 1 | 1 | 1 | 1 | 1
PNT.BS |  |  |  |  | 1 | 1 | 1 | 1 | 1 | 1 | 1 | 1 | 1 | 1 | 1 | 1 | 1 | 1
PNT.BS>1 |  |  |  |  | 1 | 1 | 1 | 1 | 1 | 1 | 1 | 1 | 1 | 1 | 1 | 1 | 1 | 1
PNT.CHRS | [11 empty] | 1 | 1 | 1 | 1 | 1 | 1 | 1
PNT.CWN> | [12 empty] | 1 | 1 | 1 | 1 | 1 | 1
PNT.DKRL
PNT.DOR |  |  |  |  | 1 | 1 | 1 | 1 | 1 | 1 | 1 | 1 | 1 | 1 | 1 | 1 | 1 | 1
PNT.DORP |  |  |  |  | 1 | 1 | 1 | 1 | 1 | 1 | 1 | 1 | 1 | 1 | 1 | 1 | 1 | 1
PNT.DORS |  |  |  |  | 1 | 1 | 1 | 1 | 1 | 1 | 1 | 1 | 1 | 1 | 1 | 1 | 1 | 1
PNT.DORT |  |  |  |  | 1 | 1 | 1 | 1 | 1 | 1 | 1 | 1 | 1 | 1 | 1 | 1 | 1 | 1
PNT.DORTP> |  |  |  |  | 1 | 1 | 1 | 1 | 1 | 1 | 1 | 1 | 1 | 1 | 1 | 1 | 1 | 1
PNT.DORTS |  |  |  |  | 1 | 1 | 1 | 1 | 1 | 1 | 1 | 1 | 1 | 1 | 1 | 1 | 1 | 1
PNT.FACW
PNT.FR | [5 empty] | 1 | 1 | 1 | 1 | 1 | 1 | 1 | 1 | 1 | 1 | 1 | 1 | 1
PNT.HR | [12 empty] | 1 | 1 | 1 | 1 | 1 | 1
PNT.HRS | [12 empty] | 1 | 1 | 1 | 1 | 1 | 1
PNT.MASKLFT |  |  |  |  | 1 | 1 | 1 | 1 | 1 | 1 | 1 | 1 | 1 | 1 | 1 | 1 | 1 | 1
PNT.MNTLS | [15 empty] | 1 | 1 | 1
PNT.OP | [5 empty] | 1 | 1 | 1 | 1 | 1 | 1 | 1 | 1 | 1 | 1 | 1 | 1 | 1
PNT.OP> |  |  |  |  | 1 | 1 | 1 | 1 | 1 | 1 | 1 | 1 | 1 | 1 | 1 | 1 | 1 | 1
PNT.P |  |  |  |  | 1 | 1 | 1 | 1 | 1 | 1 | 1 | 1 | 1 | 1 | 1 | 1 | 1 | 1
PNT.P2 |  |  |  |  | 1 | 1 | 1 | 1 | 1 | 1 | 1 | 1 | 1 | 1 | 1 | 1 | 1 | 1
PNT.P2+ |  |  |  |  | 1 | 1 | 1 | 1 | 1 | 1 | 1 | 1 | 1 | 1 | 1 | 1 | 1 | 1
PNT.PNL |  |  |  |  | 1 | 1 | 1 | 1 | 1 | 1 | 1 | 1 | 1 | 1 | 1 | 1 | 1 | 1
PNT.S | [15 empty] | 1 | 1 | 1
PNT.S- | [15 empty] | 1 | 1 | 1
PNT.S++ |  |  |  |  | 1 | 1 | 1 | 1 | 1 | 1 | 1 | 1 | 1 | 1 | 1 | 1 | 1 | 1
PNT.S+++ |  |  |  |  | 1 | 1 | 1 | 1 | 1 | 1 | 1 | 1 | 1 | 1 | 1 | 1 | 1 | 1
PNT.SFTW
PNT.SHOE |  |  |  |  | 1 | 1 | 1 | 1 | 1 | 1 | 1 | 1 | 1 | 1 | 1 | 1 | 1 | 1
PNT.SHW | [12 empty] | 1 | 1 | 1 | 1 | 1 | 1
PNT.SILL | [12 empty] | 1 | 1 | 1 | 1 | 1 | 1
PNT.SILLS | [12 empty] | 1 | 1 | 1 | 1 | 1 | 1
PNT.SP | [5 empty] | 1 | 1 | 1 | 1 | 1 | 1 | 1 | 1 | 1 | 1 | 1 | 1 | 1
PNT.SP2 |  |  |  |  | 1 | 1 | 1 | 1 | 1 | 1 | 1 | 1 | 1 | 1 | 1 | 1 | 1 | 1
PNT.SP2+ |  |  |  |  | 1 | 1 | 1 | 1 | 1 | 1 | 1 | 1 | 1 | 1 | 1 | 1 | 1 | 1
PNT.TRIM |  |  |  |  | 1 | 1 | 1 | 1 | 1 | 1 | 1 | 1 | 1 | 1 | 1 | 1 | 1 | 1
PNT.WDW | [12 empty] | 1 | 1 | 1 | 1 | 1 | 1
PNT.X2 | [5 empty] | 1 | 1 | 1 | 1 | 1 | 1 | 1 | 1 | 1 | 1 | 1 | 1 | 1
PNT.XDOR | [5 empty] | 1 | 1 | 1 | 1 | 1 | 1 | 1 | 1 | 1 | 1 | 1 | 1 | 1
PNT.XSTN2
RFG.240
RFG.300
RFG.400
RFG.500-
RFG.DRIP
RFG.FELT15
RFG.STEEP>
RFG.VENTT
RFG.VMTL
SCF.RENTM
SDG.1X4
SDG.SHIPC
SDG.TGC
SDG.VENTG
SDG.VINYL
SFG.GUTA
SFG.GUTG
SFG.MTL1
SFG.MTL2
SFG.SFTM
SFG.SFTW
SFG.WOOD2
STR.3
STR.3>
STR.AVT
STU.AV
STU.TRIM
TBA.FNDD | [12 empty] | 1 | 1 | 1 | 1 | 1 | 1
TBA.GBAR> | [12 empty] | 1 | 1 | 1 | 1 | 1 | 1
TBA.MIR- | [12 empty] | 1 | 1 | 1 | 1 | 1 | 1
TBA.PTD | [12 empty] | 1 | 1 | 1 | 1 | 1 | 1
TBA.SDISP- | [12 empty] | 1 | 1 | 1 | 1 | 1 | 1
TBA.TPD2 | [12 empty] | 1 | 1 | 1 | 1 | 1 | 1
TBA.WR | [12 empty] | 1 | 1 | 1 | 1 | 1 | 1
TIL.BMUD |  |  |  |  | 1 | 1 | 1 | 1 | 1 | 1 | 1 | 1 | 1 | 1 | 1 | 1 | 1 | 1
TIL.SWR | [10 empty] | 1 | 1 | 1 | 1 | 1 | 1 | 1 | 1
TIL.TUB | [11 empty] | 1 | 1 | 1 | 1 | 1 | 1 | 1
WDA.AV
WDA.AVM++
WDA.SPAL
WDP.6M | [6 empty] | 1 | 1 | 1 | 1 | 1 | 1 | 1 | 1 | 1 | 1 | 1 | 1
WDP.6V | [6 empty] | 1 | 1 | 1 | 1 | 1 | 1 | 1 | 1 | 1 | 1 | 1 | 1
WDP.6V+ | [5 empty] | 1 | 1 | 1 | 1 | 1 | 1 | 1 | 1 | 1 | 1 | 1 | 1 | 1
WDV.HS
WDV.HS+
WDW.D-
WPR.AV- |  |  |  |  | 1 | 1 | 1 | 1 | 1 | 1 | 1 | 1 | 1 | 1 | 1 | 1 | 1 | 1
WPR.BORDR- | [12 empty] | 1 | 1 | 1 | 1 | 1 | 1
WTR.BASEB |  |  |  |  | 1 | 1 | 1 | 1 | 1 | 1 | 1 | 1 | 1 | 1 | 1 | 1 | 1 | 1
WTR.DHM |  |  |  |  | 1 | 1 | 1 | 1 | 1 | 1 | 1 | 1 | 1 | 1 | 1 | 1 | 1 | 1
WTR.DRY |  |  |  |  | 1 | 1 | 1 | 1 | 1 | 1 | 1 | 1 | 1 | 1 | 1 | 1 | 1 | 1
WTR.DRYNI |  |  |  |  | 1 | 1 | 1 | 1 | 1 | 1 | 1 | 1 | 1 | 1 | 1 | 1 | 1 | 1
WTR.EQA |  |  |  |  | 1 | 1 | 1 | 1 | 1 | 1 | 1 | 1 | 1 | 1 | 1 | 1 | 1 | 1
WTR.EXTHS |  |  |  |  | 1 | 1 | 1 | 1 | 1 | 1 | 1 | 1 | 1 | 1 | 1 | 1 | 1 | 1 | placeholder
WTR.FCW |  |  |  |  | 1 | 1 | 1 | 1 | 1 | 1 | 1 | 1 | 1 | 1 | 1 | 1 | 1 | 1 | placeholder
WTR.GRMB |  |  |  |  | 1 | 1 | 1 | 1 | 1 | 1 | 1 | 1 | 1 | 1 | 1 | 1 | 1 | 1
WTR.MUCK+ |  |  |  |  | 1 | 1 | 1 | 1 | 1 | 1 | 1 | 1 | 1 | 1 | 1 | 1 | 1 | 1

## Costs
| ABCA | ABCA | BCVA | BCVA | NBFR | NBFR | #N/A
| 2023-09-23 | 2023-09-23 | 2023-09-01 | 2023-09-01 | 2023-09-23 | 2023-09-23
Cat.Sel | UNIT | UNIT Cost | UNIT | UNIT Cost | UNIT | UNIT Cost | UNIT | UNIT Cost
ACT.AV | #N/A | #N/A | #N/A | #N/A | #N/A | #N/A
ACT.SGRS | #N/A | #N/A | #N/A | #N/A | #N/A | #N/A
APP.CT+ | EA | 852.21 | EA | 861.79 | EA | 831.62
APP.CT++ | EA | 1163.54 | EA | 1173.12 | EA | 1142.95
APP.CTG+ | EA | 1028.83 | EA | 1051.47 | EA | 1010.11
APP.DW | EA | 778.92 | EA | 805.33 | EA | 757.08
APP.DW- | EA | 547.22 | EA | 573.63 | EA | 525.38
APP.DW+ | EA | 1111.32 | EA | 1137.73 | EA | 1089.48
APP.DW++ | EA | 1546.9 | EA | 1573.31 | EA | 1525.06
APP.FRBI+ | EA | 5954.69 | EA | 5894.71 | EA | 5887.01
APP.GD | EA | 299.46 | EA | 322.22 | EA | 280.64
APP.GD- | #N/A | #N/A | #N/A | #N/A | #N/A | #N/A
APP.GD+ | EA | 409.78 | EA | 432.54 | EA | 390.96
APP.GD++ | EA | 636.06 | EA | 658.82 | EA | 617.24
APP.HD | EA | 253.39 | EA | 261.74 | EA | 235.47
APP.HD- | EA | 177.29 | EA | 186.01 | EA | 159.74
APP.MWS | EA | 543.9 | EA | 555.02 | EA | 520.01
APP.MWS+ | EA | 939.9 | EA | 951.02 | EA | 916.01
APP.OVBI+ | EA | 1591.97 | EA | 1600.69 | EA | 1574.42
APP.OVBID+ | EA | 4243.03 | EA | 4259.06 | EA | 4208.61
APP.RF14 | EA | 862.13 | EA | 943.44 | EA | 941.11
APP.RF14+ | EA | 972.13 | EA | 1064.44 | EA | 1062.11
APP.RF18 | EA | 882.13 | EA | 965.44 | EA | 963.11
APP.RF22 | EA | 998 | EA | 995.67 | EA | 992.15
APP.RFBI+ | EA | 7689.43 | EA | 7629.45 | EA | 7621.75
APP.RFBI>+ | EA | 9194.37 | EA | 9127.73 | EA | 9119.16
APP.RFS18- | EA | 1332.26 | EA | 1330.44 | EA | 1328.11
APP.RG | EA | 959.82 | EA | 967.79 | EA | 943.78
APP.RG- | EA | 739.82 | EA | 747.79 | EA | 723.78
APP.RGDI | EA | 1711.56 | EA | 1722.93 | EA | 1690.61
APP.RGG | EA | 1489.62 | EA | 1520.24 | EA | 1464.29
APP.RGS- | #N/A | #N/A | #N/A | #N/A | #N/A | #N/A
APP.TC+ | #N/A | #N/A | #N/A | #N/A | #N/A | #N/A
APP.WL | EA | 73.29 | EA | 82.35 | EA | 65.8
CAB.CTDK | #N/A | #N/A | #N/A | #N/A | #N/A | #N/A
CAB.CTFL | LF | 51.2 | LF | 48.1 | LF | 47.69
CAB.CTFL- | LF | 40.83 | LF | 37.78 | LF | 37.37
CAB.CTFL++ | LF | 70.53 | LF | 67.51 | LF | 67.02
CAB.CTFLP+ | #N/A | #N/A | #N/A | #N/A | #N/A | #N/A
CAB.CTFSPL4 | LF | 10.42 | LF | 9.73 | LF | 9.64
CAB.CTGMS | #N/A | #N/A | #N/A | #N/A | #N/A | #N/A
CAB.CTPF | LF | 63.64 | LF | 60.21 | LF | 59.77
CAB.CTPF- | LF | 46.48 | LF | 43.1 | LF | 42.66
CAB.CTPF+ | LF | 75.36 | LF | 71.93 | LF | 71.49
CAB.CTPF++ | LF | 87.3 | LF | 83.87 | LF | 83.43
CAB.CTQ+ | #N/A | #N/A | #N/A | #N/A | #N/A | #N/A
CAB.CTSNKS | #N/A | #N/A | #N/A | #N/A | #N/A | #N/A
CAB.CTSS | #N/A | #N/A | #N/A | #N/A | #N/A | #N/A
CAB.CTSS+ | SF | 101.85 | SF | 97.56 | SF | 96.99
CAB.CUW24 | #N/A | #N/A | #N/A | #N/A | #N/A | #N/A
CAB.CUW24+ | LF | 300.27 | LF | 286.13 | LF | 284.87
CAB.CUW30 | LF | 212.17 | LF | 199.74 | LF | 198.48
CAB.CUW30+ | LF | 321.34 | LF | 307.05 | LF | 305.79
CAB.CUW36 | LF | 220.34 | LF | 211.25 | LF | 209.99
CAB.FH | LF | 360.93 | LF | 349.54 | LF | 348.07
CAB.FH+ | LF | 419.7 | LF | 408.31 | LF | 406.84
CAB.FH++ | LF | 553.59 | LF | 542.2 | LF | 540.73
CAB.FLOW | LF | 260.55 | LF | 251.55 | LF | 250.39
CAB.FLOW- | LF | 135.39 | LF | 126.53 | LF | 125.37
CAB.FLOW+ | LF | 316.53 | LF | 307.53 | LF | 306.37
CAB.FLOWC | #N/A | #N/A | #N/A | #N/A | #N/A | #N/A
CAB.FUP- | LF | 110.92 | LF | 102.06 | LF | 100.9
CAB.FUPC | #N/A | #N/A | #N/A | #N/A | #N/A | #N/A
CAB.GL+ | EA | 84.32 | EA | 84.32 | EA | 84.32
CAB.KNPL | EA | 10.86 | EA | 9.72 | EA | 9.57
CAB.KNPL+ | #N/A | #N/A | #N/A | #N/A | #N/A | #N/A
CAB.LAB | #N/A | #N/A | #N/A | #N/A | #N/A | #N/A
CAB.LOW | LF | 255.72 | LF | 246.72 | LF | 245.56
CAB.LOW- | LF | 182.73 | LF | 173.87 | LF | 172.71
CAB.LOW+ | #N/A | #N/A | #N/A | #N/A | #N/A | #N/A
CAB.LOW++ | LF | 415.52 | LF | 406.52 | LF | 405.36
CAB.MC+ | EA | 298.58 | EA | 291.12 | EA | 290.16
CAB.PNL+ | #N/A | #N/A | #N/A | #N/A | #N/A | #N/A
CAB.RH36++ | EA | 2358.53 | EA | 2323.63 | EA | 2319.14
CAB.RH42+ | EA | 2249.31 | EA | 2209.42 | EA | 2204.29
CAB.UP | LF | 170.29 | LF | 161.29 | LF | 160.13
CAB.UP+ | LF | 238.4 | LF | 229.4 | LF | 228.24
CAB.VAN | LF | 241.46 | LF | 232.46 | LF | 231.3
CAB.VAN- | LF | 159.42 | LF | 150.56 | LF | 149.4
CAB.VAN+ | LF | 329.43 | LF | 320.43 | LF | 319.27
CAB.VAN++ | LF | 476.26 | LF | 467.26 | LF | 466.1
CLN.FINALC | #N/A | #N/A | #N/A | #N/A | #N/A | #N/A
CLN.FINALR | #N/A | #N/A | #N/A | #N/A | #N/A | #N/A
CLN.PWASH | #N/A | #N/A | #N/A | #N/A | #N/A | #N/A
CLN.PWASH+ | #N/A | #N/A | #N/A | #N/A | #N/A | #N/A
CLN.SNK | #N/A | #N/A | #N/A | #N/A | #N/A | #N/A
CLN.TLT | #N/A | #N/A | #N/A | #N/A | #N/A | #N/A
CNC.DKCOLAY | SF | 24.22 | SF | 27.83 | SF | 19.2
CNC.PIER | EA | 129.85 | EA | 128.76 | EA | 98.25
DMO.DUMP | EA | 750 | EA | 1001.88 | EA | 745
DMO.DUMP< | EA | 450 | EA | 661.13 | EA | 510
DMO.DUMP> | EA | 1131 | EA | 1161.35 | EA | 861
DMO.DUMP>> | EA | 1483 | EA | 765 | EA | 1050
DMO.MASKSF | #N/A | #N/A | #N/A | #N/A | #N/A | #N/A
DOR.AV | EA | 411.33 | EA | 410.27 | EA | 365.09
DOR.AV- | EA | 302.38 | EA | 302.54 | EA | 292.48
DOR.AV+ | EA | 410.31 | EA | 410.52 | EA | 366.18
DOR.AV++ | #N/A | #N/A | #N/A | #N/A | #N/A | #N/A
DOR.BF | EA | 443.83 | EA | 418.83 | EA | 415.62
DOR.BF- | EA | 403.94 | EA | 379.33 | EA | 376.12
DOR.BF+ | EA | 462.93 | EA | 437.54 | EA | 434.33
DOR.BF++ | EA | 518.75 | EA | 493.75 | EA | 490.54
DOR.BFMIR+ | #N/A | #N/A | #N/A | #N/A | #N/A | #N/A
DOR.COL | #N/A | #N/A | #N/A | #N/A | #N/A | #N/A
DOR.COLD | #N/A | #N/A | #N/A | #N/A | #N/A | #N/A
DOR.CUTDORJ | #N/A | #N/A | #N/A | #N/A | #N/A | #N/A
DOR.FRI+ | EA | 631.11 | EA | 628.8 | EA | 590.54
DOR.FRI2+ | #N/A | #N/A | #N/A | #N/A | #N/A | #N/A
DOR.OAKP | EA | 612.71 | EA | 571.55 | EA | 571.08
DOR.OH10 | #N/A | #N/A | #N/A | #N/A | #N/A | #N/A
DOR.OH12 | #N/A | #N/A | #N/A | #N/A | #N/A | #N/A
DOR.OH16 | #N/A | #N/A | #N/A | #N/A | #N/A | #N/A
DOR.OHO | #N/A | #N/A | #N/A | #N/A | #N/A | #N/A
DOR.SD3 | #N/A | #N/A | #N/A | #N/A | #N/A | #N/A
DOR.SD3GL | #N/A | #N/A | #N/A | #N/A | #N/A | #N/A
DOR.SDF3 | #N/A | #N/A | #N/A | #N/A | #N/A | #N/A
DOR.STRMD | EA | 387.4 | EA | 365.56 | EA | 362.67
DOR.STRMD+ | EA | 457.63 | EA | 435.12 | EA | 432.23
DOR.WDOSC | #N/A | #N/A | #N/A | #N/A | #N/A | #N/A
DOR.WDPNL | EA | 338.73 | EA | 323.95 | EA | 322.02
DOR.X | EA | 478.3 | EA | 460.64 | EA | 481.1
DOR.X- | EA | 402.99 | EA | 385.64 | EA | 380.73
DOR.X+ | EA | 634.39 | EA | 586.63 | EA | 569.14
DOR.XRETR>+ | #N/A | #N/A | #N/A | #N/A | #N/A | #N/A
DOR.XRETRO | #N/A | #N/A | #N/A | #N/A | #N/A | #N/A
DOR.XSLT | #N/A | #N/A | #N/A | #N/A | #N/A | #N/A
DRY.1/2 | #N/A | #N/A | #N/A | #N/A | #N/A | #N/A
DRY.1/2- | SF | 2.95 | SF | 3.09 | SF | 2.35
DRY.1/2+ | SF | 4.13 | SF | 4.4 | SF | 3.36
DRY.5/8 | #N/A | #N/A | #N/A | #N/A | #N/A | #N/A
DRY.AC | #N/A | #N/A | #N/A | #N/A | #N/A | #N/A
DRY.LF | #N/A | #N/A | #N/A | #N/A | #N/A | #N/A
DRY.LF> | #N/A | #N/A | #N/A | #N/A | #N/A | #N/A
DRY.MASKLF | #N/A | #N/A | #N/A | #N/A | #N/A | #N/A
DRY.PATCHJ | #N/A | #N/A | #N/A | #N/A | #N/A | #N/A
DRY.TEX++ | #N/A | #N/A | #N/A | #N/A | #N/A | #N/A
ELE.110 | EA | 88.24 | EA | 92.71 | EA | 75.59
ELE.110BOX | #N/A | #N/A | #N/A | #N/A | #N/A | #N/A
ELE.110S | #N/A | #N/A | #N/A | #N/A | #N/A | #N/A
ELE.220 | EA | 221.95 | EA | 231.63 | EA | 212.95
ELE.BBH | #N/A | #N/A | #N/A | #N/A | #N/A | #N/A
ELE.BBH> | #N/A | #N/A | #N/A | #N/A | #N/A | #N/A
ELE.BPA100 | #N/A | #N/A | #N/A | #N/A | #N/A | #N/A
ELE.BPNL100 | EA | 914.19 | EA | 975.93 | EA | 800.22
ELE.BPNL200 | EA | 1688.85 | EA | 1781.85 | EA | 1489.01
ELE.CSF | #N/A | #N/A | #N/A | #N/A | #N/A | #N/A
ELE.FAN+ | #N/A | #N/A | #N/A | #N/A | #N/A | #N/A
ELE.GFI | EA | 37.34 | EA | 41.67 | EA | 37
ELE.GROD | EA | 124.35 | EA | 133.65 | EA | 104.37
ELE.LV | LF | 1.21 | LF | 1.3 | LF | 0.99
ELE.MAST | EA | 580.42 | EA | 621.79 | EA | 492.8
ELE.MEG | #N/A | #N/A | #N/A | #N/A | #N/A | #N/A
ELE.METR | EA | 543.79 | EA | 573.47 | EA | 480.02
ELE.METR< | EA | 458.36 | EA | 489.23 | EA | 401.37
ELE.OL | EA | 20.64 | EA | 21.98 | EA | 17.77
ELE.OL220 | EA | 37.88 | EA | 40.11 | EA | 33.1
ELE.OS | EA | 16.14 | EA | 17.48 | EA | 13.27
ELE.RADMAT | #N/A | #N/A | #N/A | #N/A | #N/A | #N/A
ELE.REWIRE | SF | 4.24 | SF | 4.53 | SF | 3.58
ELE.SECP+ | #N/A | #N/A | #N/A | #N/A | #N/A | #N/A
ELE.SMOKE | EA | 67.46 | EA | 70.75 | EA | 60.4
ELE.SMOKE- | EA | 44.87 | EA | 47.45 | EA | 39.7
ELE.SMOKE+ | EA | 94.15 | EA | 97.44 | EA | 87.09
ELE.SMOKE++ | EA | 173.65 | EA | 176.94 | EA | 166.59
ELE.TRUNK | LF | 12.42 | LF | 13.48 | LF | 10.36
ELE.TRUNK+ | LF | 15.46 | LF | 16.61 | LF | 13.24
ELE.TS | #N/A | #N/A | #N/A | #N/A | #N/A | #N/A
ELE.TS+++ | #N/A | #N/A | #N/A | #N/A | #N/A | #N/A
ELE.XOS | EA | 23.62 | EA | 24.96 | EA | 20.75
ELS.CVAC+ | EA | 3158.98 | EA | 3347.48 | EA | 2753.86
EQC.SND | #N/A | #N/A | #N/A | #N/A | #N/A | #N/A
FCC.AV | SF | 4.74 | SF | 5.04 | SF | 5.33
FCC.AV- | SF | 3.5 | SF | 3.92 | SF | 4.21
FCC.AV-- | SF | 2.51 | SF | 2.93 | SF | 3.22
FCC.AV+ | SF | 7.06 | SF | 7.37 | SF | 7.66
FCC.AV++ | SF | 8.64 | SF | 8.94 | SF | 9.23
FCC.COVE | #N/A | #N/A | #N/A | #N/A | #N/A | #N/A
FCC.GD+ | #N/A | #N/A | #N/A | #N/A | #N/A | #N/A
FCC.PAD | SF | 0.69 | SF | 0.72 | SF | 0.79
FCC.PAD- | SF | 0.57 | SF | 0.61 | SF | 0.67
FCC.PAD+ | SF | 1.06 | SF | 1.18 | SF | 1.02
FCC.PRE3/8 | SF | 0.87 | SF | 0.92 | SF | 0.97
FCC.STP | EA | 13.42 | EA | 17.38 | EA | 21.05
FCC.STP+ | EA | 19.37 | EA | 25.14 | EA | 30.52
FCT.AV | #N/A | #N/A | #N/A | #N/A | #N/A | #N/A
FCT.AV+ | SF | 15.39 | SF | 16.65 | SF | 12.77
FCT.AV++ | SF | 20.98 | SF | 21.23 | SF | 17.35
FCT.B+ | #N/A | #N/A | #N/A | #N/A | #N/A | #N/A
FCT.CNCRM | #N/A | #N/A | #N/A | #N/A | #N/A | #N/A
FCT.LEVCEM< | #N/A | #N/A | #N/A | #N/A | #N/A | #N/A
FCT.MORTAR | #N/A | #N/A | #N/A | #N/A | #N/A | #N/A
FCT.US | #N/A | #N/A | #N/A | #N/A | #N/A | #N/A
FCV.AV | SF | 4.87 | SF | 5.42 | SF | 5.92
FCV.AV- | SF | 3.4 | SF | 3.95 | SF | 4.45
FCV.AV-- | SF | 2.98 | SF | 3.53 | SF | 4.03
FCV.AV+ | SF | 6.32 | SF | 6.87 | SF | 7.37
FCV.AV++ | #N/A | #N/A | #N/A | #N/A | #N/A | #N/A
FCV.CB4 | #N/A | #N/A | #N/A | #N/A | #N/A | #N/A
FCV.COVE | #N/A | #N/A | #N/A | #N/A | #N/A | #N/A
FCV.EDGE | #N/A | #N/A | #N/A | #N/A | #N/A | #N/A
FCV.PLK | SF | 6.47 | SF | 6.74 | SF | 5.69
FCV.PLK+ | SF | 7.59 | SF | 7.86 | SF | 6.81
FCV.V | #N/A | #N/A | #N/A | #N/A | #N/A | #N/A
FCW.AV | SF | 9.6 | SF | 9.92 | SF | 8.7
FCW.AV+ | SF | 10.75 | SF | 11.07 | SF | 9.85
FCW.AVPF+ | #N/A | #N/A | #N/A | #N/A | #N/A | #N/A
FCW.FIN | SF | 4.27 | SF | 4.51 | SF | 3.58
FCW.LAM | SF | 6.24 | SF | 6.6 | SF | 5.46
FCW.LAM+ | #N/A | #N/A | #N/A | #N/A | #N/A | #N/A
FEE.DRV | #N/A | #N/A | #N/A | #N/A | #N/A | #N/A
FEE.MISC | #N/A | #N/A | #N/A | #N/A | #N/A | #N/A
FEE.TIPF | #N/A | #N/A | #N/A | #N/A | #N/A | #N/A
FNC.1/2X4 | #N/A | #N/A | #N/A | #N/A | #N/A | #N/A
FNC.1X12H | LF | 15.84 | LF | 15.32 | LF | 15.25
FNC.1X4 | LF | 4.62 | LF | 4.18 | LF | 4.12
FNC.1X6H | LF | 8.69 | LF | 8.24 | LF | 8.18
FNC.B | LF | 3.82 | LF | 3.62 | LF | 3.52
FNC.B3 | LF | 5.73 | LF | 5.62 | LF | 5.12
FNC.B3+ | LF | 6.19 | LF | 6.08 | LF | 5.68
FNC.B4 | #N/A | #N/A | #N/A | #N/A | #N/A | #N/A
FNC.B5H | #N/A | #N/A | #N/A | #N/A | #N/A | #N/A
FNC.BAL | LF | 167.34 | LF | 154.37 | LF | 152.7
FNC.BAL+ | LF | 307.81 | LF | 281.85 | LF | 278.51
FNC.BAL++ | LF | 367.78 | LF | 341.82 | LF | 338.48
FNC.BK12 | SF | 19.72 | SF | 18.46 | SF | 18.42
FNC.CHRH++ | LF | 7.94 | LF | 7.52 | LF | 7.47
FNC.CLOSM++ | #N/A | #N/A | #N/A | #N/A | #N/A | #N/A
FNC.CLROD | LF | 5.52 | LF | 4.84 | LF | 4.75
FNC.CLROD+ | LF | 7.22 | LF | 6.45 | LF | 6.36
FNC.CWN>+ | LF | 8.76 | LF | 8.41 | LF | 8.02
FNC.DOP> | #N/A | #N/A | #N/A | #N/A | #N/A | #N/A
FNC.HR | LF | 15.6 | LF | 13.93 | LF | 13.73
FNC.HR+ | LF | 20.31 | LF | 18.62 | LF | 18.42
FNC.LAB | HR | 96.03 | HR | 79.16 | HR | 76.99
FNC.PDPC | LF | 65.23 | LF | 60.23 | LF | 59.6
FNC.PILS | LF | 33.03 | LF | 31.94 | LF | 31.81
FNC.SH12 | LF | 12.35 | LF | 10.94 | LF | 10.76
FNC.SH16 | LF | 13.14 | LF | 11.73 | LF | 11.55
FNC.SH24 | LF | 14.5 | LF | 12.97 | LF | 12.77
FNC.SHOE | #N/A | #N/A | #N/A | #N/A | #N/A | #N/A
FNC.SHOE+ | #N/A | #N/A | #N/A | #N/A | #N/A | #N/A
FNC.SILL | LF | 3.86 | LF | 3.39 | LF | 3.33
FNC.SILL+ | LF | 4.63 | LF | 4.15 | LF | 4.09
FNC.SILLH | LF | 6.23 | LF | 5.93 | LF | 5.5
FNH.BAC | #N/A | #N/A | #N/A | #N/A | #N/A | #N/A
FNH.CDC | #N/A | #N/A | #N/A | #N/A | #N/A | #N/A
FNH.DBX | EA | 106.62 | EA | 103.48 | EA | 105.01
FNH.DORH | EA | 49.16 | EA | 46.82 | EA | 47.96
FNH.DORH- | EA | 41.27 | EA | 39 | EA | 40.14
FNH.DORH+ | EA | 63.61 | EA | 61.27 | EA | 62.41
FNH.DORH++ | EA | 91.04 | EA | 88.7 | EA | 89.84
FNH.DSTP | #N/A | #N/A | #N/A | #N/A | #N/A | #N/A
FNH.HINGE> | #N/A | #N/A | #N/A | #N/A | #N/A | #N/A
FNH.KICK | #N/A | #N/A | #N/A | #N/A | #N/A | #N/A
FNH.LOKK | #N/A | #N/A | #N/A | #N/A | #N/A | #N/A
FNH.MARKMR | #N/A | #N/A | #N/A | #N/A | #N/A | #N/A
FNH.SROD | EA | 35.32 | EA | 33.75 | EA | 34.52
FNH.TBAR | EA | 37.39 | EA | 35.82 | EA | 36.59
FNH.TBAR- | EA | 26.68 | EA | 25.15 | EA | 25.92
FNH.TBAR+ | EA | 46.67 | EA | 45.1 | EA | 45.87
FNH.TP | EA | 33.98 | EA | 32.41 | EA | 33.18
FNH.TP- | EA | 25.69 | EA | 24.16 | EA | 24.93
FNH.TP+ | EA | 43.4 | EA | 41.83 | EA | 42.6
FNH.TR | EA | 37.44 | EA | 35.87 | EA | 36.64
FNH.TR- | EA | 28.32 | EA | 26.79 | EA | 27.56
FNH.TR+ | EA | 43.99 | EA | 42.42 | EA | 43.19
FNH.TVW | #N/A | #N/A | #N/A | #N/A | #N/A | #N/A
FPL.AV+ | EA | 22665.46 | EA | 25574.55 | EA | 19262.91
FPL.AV>+ | EA | 31018.51 | EA | 34897.3 | EA | 26488.72
FPL.AVZCHLF | #N/A | #N/A | #N/A | #N/A | #N/A | #N/A
FPL.AVZG | #N/A | #N/A | #N/A | #N/A | #N/A | #N/A
FPL.FLCP | EA | 123.49 | EA | 125.39 | EA | 116.79
FPL.HRTH | SF | 60.71 | SF | 66.48 | SF | 50.28
FPL.MNTL- | #N/A | #N/A | #N/A | #N/A | #N/A | #N/A
FPL.MNTL+ | EA | 773.89 | EA | 731.04 | EA | 725.53
FPL.TRIRF | #N/A | #N/A | #N/A | #N/A | #N/A | #N/A
FPS.FXCAB | #N/A | #N/A | #N/A | #N/A | #N/A | #N/A
FRM.1X8 | LF | 4.8 | LF | 4.55 | LF | 4.49
FRM.2X10 | LF | 4.91 | LF | 4.38 | LF | 4.88
FRM.2X4 | LF | 3 | LF | 2.76 | LF | 2.58
FRM.2X6 | LF | 3.55 | LF | 3.35 | LF | 3.04
FRM.2X6R | LF | 6.15 | LF | 5.92 | LF | 5.85
FRM.2X8 | LF | 4.37 | LF | 3.95 | LF | 3.93
FRM.4SF | SF | 3 | SF | 2.8 | SF | 2.6
FRM.4SF> | SF | 2.6 | SF | 2.42 | SF | 2.25
FRM.4X4 | LF | 5.77 | LF | 5.47 | LF | 5.78
FRM.6SF | SF | 4.65 | SF | 4.39 | SF | 4
FRM.6SF> | SF | 4 | SF | 3.79 | SF | 3.44
FRM.6X6 | LF | 10.31 | LF | 10.79 | LF | 9.67
FRM.DKRLC | LF | 44.92 | LF | 42.16 | LF | 42.07
FRM.DKRLR | LF | 57.33 | LF | 54.77 | LF | 54.09
FRM.DKRLT | LF | 40.09 | LF | 34.83 | LF | 35.78
FRM.DKRLWP | LF | 69.48 | LF | 66.92 | LF | 66.23
FRM.DKTSF | SF | 8.49 | SF | 7.81 | SF | 8.37
FRM.DKWP+ | BF | 9.06 | BF | 8.81 | BF | 8.75
FRM.DKWPSF+ | SF | 16.76 | SF | 16.27 | SF | 16.14
FRM.FRHT | EA | 9.05 | EA | 8.29 | EA | 8.08
FRM.J10SF | SF | 4.81 | SF | 4.29 | SF | 4.75
FRM.J8SF | SF | 4.02 | SF | 3.64 | SF | 3.63
FRM.LAB | HR | 81.42 | HR | 72.9 | HR | 70.5
FRM.SH1/2 | SF | 2.34 | SF | 2.38 | SF | 2.41
FRM.SH5/8 | SF | 2.66 | SF | 2.71 | SF | 2.86
FRM.SHF1/2 | SF | 1.58 | SF | 1.47 | SF | 1.43
FRM.SHW1/2 | SF | 1.76 | SF | 1.71 | SF | 1.61
FRM.SHW3/4T | SF | 2.98 | SF | 3.06 | SF | 2.93
FRM.TR10 | #N/A | #N/A | #N/A | #N/A | #N/A | #N/A
FRM.TR10+ | LF | 12.06 | LF | 11.64 | LF | 11.34
FRM.TR4 | LF | 9.61 | LF | 9.28 | LF | 9.03
FRM.TR4+ | LF | 10.15 | LF | 9.82 | LF | 9.54
FRM.TR6+ | LF | 10.97 | LF | 10.64 | LF | 10.35
HVC.AC | EA | 3962.9 | EA | 4060.77 | EA | 3628.82
HVC.AC_B | #N/A | #N/A | #N/A | #N/A | #N/A | #N/A
HVC.AC_M | #N/A | #N/A | #N/A | #N/A | #N/A | #N/A
HVC.AC< | #N/A | #N/A | #N/A | #N/A | #N/A | #N/A
HVC.AC<_B | #N/A | #N/A | #N/A | #N/A | #N/A | #N/A
HVC.AC<_M | #N/A | #N/A | #N/A | #N/A | #N/A | #N/A
HVC.AC> | EA | 4703.5 | EA | 4810.56 | EA | 4324.14
HVC.AC>_B | #N/A | #N/A | #N/A | #N/A | #N/A | #N/A
HVC.AC>_M | #N/A | #N/A | #N/A | #N/A | #N/A | #N/A
HVC.BLR | #N/A | #N/A | #N/A | #N/A | #N/A | #N/A
HVC.BVENT | EA | 134 | EA | 137.67 | EA | 120.98
HVC.BVENT- | EA | 102.49 | EA | 106.27 | EA | 89.58
HVC.BVENT+ | EA | 201.88 | EA | 199.35 | EA | 197.02
HVC.DCT | EA | 5856.48 | EA | 6085 | EA | 5046.68
HVC.DCT_B1 | #N/A | #N/A | #N/A | #N/A | #N/A | #N/A
HVC.DCT_B2 | #N/A | #N/A | #N/A | #N/A | #N/A | #N/A
HVC.DCT_M1 | #N/A | #N/A | #N/A | #N/A | #N/A | #N/A
HVC.DCT_M2 | #N/A | #N/A | #N/A | #N/A | #N/A | #N/A
HVC.DCT< | EA | 4577.93 | EA | 4755.23 | EA | 3972.72
HVC.DCT<_B1 | #N/A | #N/A | #N/A | #N/A | #N/A | #N/A
HVC.DCT<_B2 | #N/A | #N/A | #N/A | #N/A | #N/A | #N/A
HVC.DCT<_M1 | #N/A | #N/A | #N/A | #N/A | #N/A | #N/A
HVC.DCT<_M2 | #N/A | #N/A | #N/A | #N/A | #N/A | #N/A
HVC.DCT<< | EA | 3941.81 | EA | 4094.73 | EA | 3419.82
HVC.DCT<<_B1 | #N/A | #N/A | #N/A | #N/A | #N/A | #N/A
HVC.DCT<<_B2 | #N/A | #N/A | #N/A | #N/A | #N/A | #N/A
HVC.DCT<<_M1 | #N/A | #N/A | #N/A | #N/A | #N/A | #N/A
HVC.DCT<<_M2 | #N/A | #N/A | #N/A | #N/A | #N/A | #N/A
HVC.DCT> | EA | 7243.36 | EA | 7526.31 | EA | 6240.76
HVC.DCT>_B1 | #N/A | #N/A | #N/A | #N/A | #N/A | #N/A
HVC.DCT>_B2 | #N/A | #N/A | #N/A | #N/A | #N/A | #N/A
HVC.DCT>_M1 | #N/A | #N/A | #N/A | #N/A | #N/A | #N/A
HVC.DCT>_M2 | #N/A | #N/A | #N/A | #N/A | #N/A | #N/A
HVC.DCTFN3 | LF | 7.98 | LF | 8.36 | LF | 6.57
HVC.DRNL | EA | 81.78 | EA | 85.74 | EA | 67.75
HVC.DVENT | EA | 84.78 | EA | 87.54 | EA | 75.02
HVC.FRFA | EA | 3290.61 | EA | 3358.94 | EA | 3057.31
HVC.FRFA< | EA | 3120.87 | EA | 3189.2 | EA | 2887.57
HVC.FRFAH> | EA | 4395.82 | EA | 4466.97 | EA | 4143.66
HVC.RAD4 | #N/A | #N/A | #N/A | #N/A | #N/A | #N/A
HVC.RADC> | #N/A | #N/A | #N/A | #N/A | #N/A | #N/A
HVC.TS | EA | 141.23 | EA | 145.44 | EA | 126.85
HVC.TS- | EA | 104.48 | EA | 108.69 | EA | 90.1
HVC.TS+ | EA | 171.31 | EA | 175.4 | EA | 156.81
HVC.VENT5+ | LF | 33.71 | LF | 34.81 | LF | 29.8
HVC.VENTCP5 | EA | 85.19 | EA | 88.61 | EA | 73.08
INS.BI14 | #N/A | #N/A | #N/A | #N/A | #N/A | #N/A
INS.BI16 | #N/A | #N/A | #N/A | #N/A | #N/A | #N/A
INS.BI20 | SF | 3.31 | SF | 3.33 | SF | 3.23
INS.BI24 | SF | 3.8 | SF | 3.84 | SF | 3.73
INS.BT4 | #N/A | #N/A | #N/A | #N/A | #N/A | #N/A
INS.BT4_B1 | #N/A | #N/A | #N/A | #N/A | #N/A | #N/A
INS.BT4_B2 | #N/A | #N/A | #N/A | #N/A | #N/A | #N/A
INS.BT4_C1 | #N/A | #N/A | #N/A | #N/A | #N/A | #N/A
INS.BT4_C2 | #N/A | #N/A | #N/A | #N/A | #N/A | #N/A
INS.BT6 | #N/A | #N/A | #N/A | #N/A | #N/A | #N/A
INS.BT6_B1 | #N/A | #N/A | #N/A | #N/A | #N/A | #N/A
INS.BT6_B2 | #N/A | #N/A | #N/A | #N/A | #N/A | #N/A
INS.BT6_C1 | #N/A | #N/A | #N/A | #N/A | #N/A | #N/A
INS.BT6_C2 | #N/A | #N/A | #N/A | #N/A | #N/A | #N/A
INS.BTF10 | SF | 2.95 | SF | 3.39 | SF | 2.6
INS.BTF10_B1 | #N/A | #N/A | #N/A | #N/A | #N/A | #N/A
INS.BTF10_B2 | #N/A | #N/A | #N/A | #N/A | #N/A | #N/A
INS.BTF10_C1 | #N/A | #N/A | #N/A | #N/A | #N/A | #N/A
INS.BTF10_C2 | #N/A | #N/A | #N/A | #N/A | #N/A | #N/A
INS.BTF12 | #N/A | #N/A | #N/A | #N/A | #N/A | #N/A
INS.BTF12_B1 | #N/A | #N/A | #N/A | #N/A | #N/A | #N/A
INS.BTF12_B2 | #N/A | #N/A | #N/A | #N/A | #N/A | #N/A
INS.BTF12_C1 | #N/A | #N/A | #N/A | #N/A | #N/A | #N/A
INS.BTF12_C2 | #N/A | #N/A | #N/A | #N/A | #N/A | #N/A
INS.BTF4+ | #N/A | #N/A | #N/A | #N/A | #N/A | #N/A
INS.BTF4+_B1 | #N/A | #N/A | #N/A | #N/A | #N/A | #N/A
INS.BTF4+_B2 | #N/A | #N/A | #N/A | #N/A | #N/A | #N/A
INS.BTF4+_C1 | #N/A | #N/A | #N/A | #N/A | #N/A | #N/A
INS.BTF4+_C2 | #N/A | #N/A | #N/A | #N/A | #N/A | #N/A
INS.BTF4++ | #N/A | #N/A | #N/A | #N/A | #N/A | #N/A
INS.BTF4++_B1 | #N/A | #N/A | #N/A | #N/A | #N/A | #N/A
INS.BTF4++_B2 | #N/A | #N/A | #N/A | #N/A | #N/A | #N/A
INS.BTF4++_C1 | #N/A | #N/A | #N/A | #N/A | #N/A | #N/A
INS.BTF4++_C2 | #N/A | #N/A | #N/A | #N/A | #N/A | #N/A
INS.BTF6 | SF | 1.82 | SF | 1.95 | SF | 1.53
INS.BTF6_B1 | #N/A | #N/A | #N/A | #N/A | #N/A | #N/A
INS.BTF6_B2 | #N/A | #N/A | #N/A | #N/A | #N/A | #N/A
INS.BTF6_C1 | #N/A | #N/A | #N/A | #N/A | #N/A | #N/A
INS.BTF6_C2 | #N/A | #N/A | #N/A | #N/A | #N/A | #N/A
INS.FOAM | #N/A | #N/A | #N/A | #N/A | #N/A | #N/A
INS.HWRAP | SF | 0.35 | SF | 0.36 | SF | 0.32
INS.VISTC | #N/A | #N/A | #N/A | #N/A | #N/A | #N/A
LIT.AV | EA | 71.34 | EA | 74.99 | EA | 63.51
LIT.AV- | EA | 55.89 | EA | 59.54 | EA | 48.06
LIT.AV+ | EA | 109.5 | EA | 114.47 | EA | 98.82
LIT.AV++ | EA | 194 | EA | 198.97 | EA | 183.32
LIT.BAR2+ | EA | 147.33 | EA | 152.3 | EA | 136.65
LIT.BAR3 | EA | 86.12 | EA | 91.31 | EA | 75.66
LIT.BAR3+ | EA | 166.14 | EA | 171.11 | EA | 155.46
LIT.BAR4 | EA | 100.13 | EA | 105.1 | EA | 89.45
LIT.BAR4+ | EA | 211.28 | EA | 216.25 | EA | 200.6
LIT.BAR5 | EA | 116.2 | EA | 121.88 | EA | 103.99
LIT.CHAN>++ | EA | 2371.18 | EA | 2391.18 | EA | 2328.18
LIT.FL1-4+ | EA | 108.72 | EA | 113.91 | EA | 98.26
LIT.FL2-4 | EA | 102.01 | EA | 107.2 | EA | 91.55
LIT.FL2-4+ | EA | 126.55 | EA | 131.52 | EA | 115.87
LIT.FL2-6+ | EA | 159.54 | EA | 167.01 | EA | 143.48
LIT.FL4-4+ | EA | 151.9 | EA | 156.87 | EA | 141.22
LIT.FL4-6+ | #N/A | #N/A | #N/A | #N/A | #N/A | #N/A
LIT.FLACT2 | #N/A | #N/A | #N/A | #N/A | #N/A | #N/A
LIT.FN | EA | 257.15 | EA | 304.7 | EA | 258.02
LIT.FN+ | EA | 379.87 | EA | 394.7 | EA | 348.02
LIT.TRK | LF | 23.53 | LF | 25.19 | LF | 19.98
LIT.TRKCN+ | EA | 53.95 | EA | 55.15 | EA | 51.37
LIT.X | EA | 94.03 | EA | 99 | EA | 83.35
LIT.X- | EA | 76.33 | EA | 81.3 | EA | 65.65
LIT.X+ | EA | 125.15 | EA | 130.12 | EA | 114.47
MAS.BRK | SF | 25.46 | SF | 27.79 | SF | 22.27
MAS.BRK- | SF | 22.3 | SF | 24.78 | SF | 19.26
MAS.BRK+ | SF | 27.92 | SF | 29.15 | SF | 23.63
MAS.BRK++ | SF | 30.11 | SF | 30.8 | SF | 25.28
MAS.STN+ | SF | 53.35 | SF | 58.2 | SF | 47.64
MBL.W | SF | 30.91 | SF | 31.41 | SF | 25.32
MBL.WN | SF | 109.33 | SF | 111.04 | SF | 83.61
MPR.FLPANP | #N/A | #N/A | #N/A | #N/A | #N/A | #N/A
MPR.FLPANP> | #N/A | #N/A | #N/A | #N/A | #N/A | #N/A
MSD.AV | SF | 19.03 | SF | 18.44 | SF | 18.73
MSD.SDOR | EA | 593.32 | EA | 576.57 | EA | 584.73
MSD.SDOR+ | EA | 821.31 | EA | 800.92 | EA | 810.84
MSD.TUBDR+ | EA | 665.87 | EA | 645.48 | EA | 655.4
PLA.THING | #N/A | #N/A | #N/A | #N/A | #N/A | #N/A
PLM.BP1 | LF | 15.27 | LF | 17.55 | LF | 13.39
PLM.DW | EA | 158.28 | EA | 180.92 | EA | 139.56
PLM.FAU | EA | 277.97 | EA | 296.89 | EA | 267.94
PLM.FAU- | EA | 205.97 | EA | 232.89 | EA | 203.94
PLM.FAU+ | EA | 430.97 | EA | 449.89 | EA | 420.94
PLM.FAU++ | EA | 586.97 | EA | 605.89 | EA | 576.94
PLM.FAUB | EA | 604.97 | EA | 623.89 | EA | 594.94
PLM.FAUBA | EA | 236.97 | EA | 255.89 | EA | 226.94
PLM.FAUBA- | EA | 181.97 | EA | 205.89 | EA | 176.94
PLM.FAUBA+ | EA | 315.97 | EA | 334.89 | EA | 305.94
PLM.FAUBAD | #N/A | #N/A | #N/A | #N/A | #N/A | #N/A
PLM.FT1/2C4 | EA | 52.81 | EA | 54.91 | EA | 51.06
PLM.JT+ | EA | 3910.37 | EA | 4042.91 | EA | 3800.75
PLM.JTFAU+ | EA | 406.39 | EA | 434.81 | EA | 388.49
PLM.LTUB+ | EA | 491.49 | EA | 542.46 | EA | 449.33
PLM.PSNK | #N/A | #N/A | #N/A | #N/A | #N/A | #N/A
PLM.PTRAP | #N/A | #N/A | #N/A | #N/A | #N/A | #N/A
PLM.RFIXP | EA | 659.35 | EA | 759.75 | EA | 576.31
PLM.RFIXP- | EA | 626.78 | EA | 718.82 | EA | 550.65
PLM.RGHFIX | EA | 743.56 | EA | 861.11 | EA | 655.73
PLM.SNK | EA | 312.01 | EA | 331.65 | EA | 291.28
PLM.SNK- | EA | 216.66 | EA | 238.76 | EA | 198.39
PLM.SNK+ | EA | 444.71 | EA | 447.01 | EA | 406.64
PLM.SNKD | EA | 422.89 | EA | 446.55 | EA | 403.31
PLM.SNKD- | EA | 352.28 | EA | 375.94 | EA | 332.7
PLM.SNKD++ | EA | 812.28 | EA | 835.94 | EA | 792.7
PLM.SNKR | #N/A | #N/A | #N/A | #N/A | #N/A | #N/A
PLM.SNKUR | #N/A | #N/A | #N/A | #N/A | #N/A | #N/A
PLM.STOP | #N/A | #N/A | #N/A | #N/A | #N/A | #N/A
PLM.SUP | #N/A | #N/A | #N/A | #N/A | #N/A | #N/A
PLM.SWRPAN | EA | 185.27 | EA | 208.4 | EA | 166.15
PLM.SWRPAN> | EA | 262.64 | EA | 293.47 | EA | 237.15
PLM.TET2 | #N/A | #N/A | #N/A | #N/A | #N/A | #N/A
PLM.TLT | EA | 552.6 | EA | 596.38 | EA | 519.17
PLM.TLT- | EA | 438.6 | EA | 496.38 | EA | 419.17
PLM.TLT+ | EA | 776.6 | EA | 820.38 | EA | 743.17
PLM.TLTR | #N/A | #N/A | #N/A | #N/A | #N/A | #N/A
PLM.TLTS | EA | 59.87 | EA | 64.75 | EA | 55.84
PLM.TLTS- | EA | 43.46 | EA | 48.34 | EA | 39.43
PLM.TLTS+ | EA | 82.72 | EA | 87.6 | EA | 78.69
PLM.TSFAU | EA | 354.82 | EA | 388.18 | EA | 327.22
PLM.TSFAU- | EA | 286.82 | EA | 320.18 | EA | 259.22
PLM.TSFAU+ | EA | 442.82 | EA | 476.18 | EA | 415.22
PLM.TSFAU++ | #N/A | #N/A | #N/A | #N/A | #N/A | #N/A
PLM.TUB | EA | 975.35 | EA | 1066.37 | EA | 920.28
PLM.TUB- | EA | 807.35 | EA | 898.37 | EA | 773
PLM.TUB/S++ | #N/A | #N/A | #N/A | #N/A | #N/A | #N/A
PLM.TUB+ | EA | 1208.35 | EA | 1299.37 | EA | 1133.07
PLM.TUBS | #N/A | #N/A | #N/A | #N/A | #N/A | #N/A
PLM.TUBS- | EA | 399.81 | EA | 450.78 | EA | 357.65
PLM.WBOX | EA | 246.32 | EA | 287.74 | EA | 212.06
PLM.WH40 | EA | 1314.18 | EA | 1399.24 | EA | 1250.14
PLM.WH50 | EA | 1530.33 | EA | 1620.52 | EA | 1462.04
PLM.WH50++ | #N/A | #N/A | #N/A | #N/A | #N/A | #N/A
PLM.WH50E+ | #N/A | #N/A | #N/A | #N/A | #N/A | #N/A
PLM.WPS | #N/A | #N/A | #N/A | #N/A | #N/A | #N/A
PLM.WS> | EA | 1474.23 | EA | 1579.42 | EA | 1387.24
PLM.WSBOX | EA | 153.44 | EA | 170 | EA | 139.74
PLM.XFAU | EA | 70.22 | EA | 81.75 | EA | 60.68
PNL.AV | SF | 4.23 | SF | 3.81 | SF | 3.76
PNL.AV+ | #N/A | #N/A | #N/A | #N/A | #N/A | #N/A
PNT.B | LF | 1.62 | LF | 1.27 | LF | 0.91
PNT.B>2SP | #N/A | #N/A | #N/A | #N/A | #N/A | #N/A
PNT.B2SP | #N/A | #N/A | #N/A | #N/A | #N/A | #N/A
PNT.BALS | LF | 49.5 | LF | 39.36 | LF | 28.79
PNT.BCS2SP | #N/A | #N/A | #N/A | #N/A | #N/A | #N/A
PNT.BF | EA | 83.47 | EA | 69.51 | EA | 55.02
PNT.BK | SF | 4.39 | SF | 3.6 | SF | 2.76
PNT.BS | LF | 2.63 | LF | 2.09 | LF | 1.51
PNT.BS>1 | #N/A | #N/A | #N/A | #N/A | #N/A | #N/A
PNT.CHRS | LF | 2.63 | LF | 2.09 | LF | 1.51
PNT.CWN> | LF | 1.83 | LF | 1.44 | LF | 1.04
PNT.DKRL | LF | 11.71 | LF | 9.48 | LF | 7.16
PNT.DOR | EA | 63.23 | EA | 51.31 | EA | 38.93
PNT.DORP | #N/A | #N/A | #N/A | #N/A | #N/A | #N/A
PNT.DORS | EA | 98.19 | EA | 78.25 | EA | 57.52
PNT.DORT | EA | 53.25 | EA | 42.49 | EA | 31.36
PNT.DORTP> | #N/A | #N/A | #N/A | #N/A | #N/A | #N/A
PNT.DORTS | EA | 68.67 | EA | 54.72 | EA | 40.22
PNT.FACW | #N/A | #N/A | #N/A | #N/A | #N/A | #N/A
PNT.FR | EA | 122.49 | EA | 96.83 | EA | 70.14
PNT.HR | LF | 1.91 | LF | 1.53 | LF | 1.11
PNT.HRS | LF | 3.55 | LF | 2.84 | LF | 2.12
PNT.MASKLFT | #N/A | #N/A | #N/A | #N/A | #N/A | #N/A
PNT.MNTLS | LF | 13.66 | LF | 10.58 | LF | 7.39
PNT.OP | #N/A | #N/A | #N/A | #N/A | #N/A | #N/A
PNT.OP> | #N/A | #N/A | #N/A | #N/A | #N/A | #N/A
PNT.P | SF | 1.13 | SF | 0.91 | SF | 0.69
PNT.P2 | #N/A | #N/A | #N/A | #N/A | #N/A | #N/A
PNT.P2+ | #N/A | #N/A | #N/A | #N/A | #N/A | #N/A
PNT.PNL | #N/A | #N/A | #N/A | #N/A | #N/A | #N/A
PNT.S | SF | 1.07 | SF | 0.85 | SF | 0.63
PNT.S- | #N/A | #N/A | #N/A | #N/A | #N/A | #N/A
PNT.S++ | #N/A | #N/A | #N/A | #N/A | #N/A | #N/A
PNT.S+++ | #N/A | #N/A | #N/A | #N/A | #N/A | #N/A
PNT.SFTW | #N/A | #N/A | #N/A | #N/A | #N/A | #N/A
PNT.SHOE | #N/A | #N/A | #N/A | #N/A | #N/A | #N/A
PNT.SHW | LF | 7.75 | LF | 6.13 | LF | 4.44
PNT.SILL | LF | 4.41 | LF | 3.48 | LF | 2.5
PNT.SILLS | LF | 5.09 | LF | 3.97 | LF | 2.81
PNT.SP | SF | 1.62 | SF | 1.31 | SF | 0.98
PNT.SP2 | #N/A | #N/A | #N/A | #N/A | #N/A | #N/A
PNT.SP2+ | #N/A | #N/A | #N/A | #N/A | #N/A | #N/A
PNT.TRIM | #N/A | #N/A | #N/A | #N/A | #N/A | #N/A
PNT.WDW | #N/A | #N/A | #N/A | #N/A | #N/A | #N/A
PNT.X2 | #N/A | #N/A | #N/A | #N/A | #N/A | #N/A
PNT.XDOR | #N/A | #N/A | #N/A | #N/A | #N/A | #N/A
PNT.XSTN2 | #N/A | #N/A | #N/A | #N/A | #N/A | #N/A
RFG.240 | SQ | 298.23 | SQ | 294.44 | SQ | 265.87
RFG.300 | SQ | 323.56 | SQ | 305.62 | SQ | 276.14
RFG.400 | SQ | 347.01 | SQ | 358.63 | SQ | 323.02
RFG.500- | SQ | 381.94 | SQ | 373.96 | SQ | 336.58
RFG.DRIP | LF | 3.3 | LF | 3.33 | LF | 2.94
RFG.FELT15 | SQ | 42.09 | SQ | 40.85 | SQ | 35.93
RFG.STEEP> | SQ | 75.87 | SQ | 77 | SQ | 59.97
RFG.VENTT | EA | 76.96 | EA | 77.65 | EA | 67.32
RFG.VMTL | LF | 6.88 | LF | 6.93 | LF | 6.07
SCF.RENTM | #N/A | #N/A | #N/A | #N/A | #N/A | #N/A
SDG.1X4 | #N/A | #N/A | #N/A | #N/A | #N/A | #N/A
SDG.SHIPC | #N/A | #N/A | #N/A | #N/A | #N/A | #N/A
SDG.TGC | #N/A | #N/A | #N/A | #N/A | #N/A | #N/A
SDG.VENTG | EA | 151.19 | EA | 144.52 | EA | 148.94
SDG.VINYL | SF | 5.74 | SF | 6.01 | SF | 5.32
SFG.GUTA | LF | 8.69 | LF | 8.17 | LF | 8.52
SFG.GUTG | #N/A | #N/A | #N/A | #N/A | #N/A | #N/A
SFG.MTL1 | LF | 14.34 | LF | 13.4 | LF | 14.03
SFG.MTL2 | LF | 19.03 | LF | 17.8 | LF | 18.61
SFG.SFTM | SF | 7.23 | SF | 6.77 | SF | 7.08
SFG.SFTW | #N/A | #N/A | #N/A | #N/A | #N/A | #N/A
SFG.WOOD2 | #N/A | #N/A | #N/A | #N/A | #N/A | #N/A
STR.3 | EA | 792.95 | EA | 796.45 | EA | 722.96
STR.3> | EA | 914.37 | EA | 915.16 | EA | 836.43
STR.AVT | EA | 84.04 | EA | 77.7 | EA | 79.92
STU.AV | SF | 9.73 | SF | 9.97 | SF | 8.86
STU.TRIM | LF | 8.99 | LF | 9.22 | LF | 8.37
TBA.FNDD | #N/A | #N/A | #N/A | #N/A | #N/A | #N/A
TBA.GBAR> | #N/A | #N/A | #N/A | #N/A | #N/A | #N/A
TBA.MIR- | #N/A | #N/A | #N/A | #N/A | #N/A | #N/A
TBA.PTD | #N/A | #N/A | #N/A | #N/A | #N/A | #N/A
TBA.SDISP- | #N/A | #N/A | #N/A | #N/A | #N/A | #N/A
TBA.TPD2 | #N/A | #N/A | #N/A | #N/A | #N/A | #N/A
TBA.WR | #N/A | #N/A | #N/A | #N/A | #N/A | #N/A
TIL.BMUD | SF | 12.38 | SF | 12.61 | SF | 8.81
TIL.SWR | EA | 2835.44 | EA | 2894.59 | EA | 1945.43
TIL.TUB | EA | 1488.56 | EA | 1515.6 | EA | 1081.7
WDA.AV | #N/A | #N/A | #N/A | #N/A | #N/A | #N/A
WDA.AVM++ | #N/A | #N/A | #N/A | #N/A | #N/A | #N/A
WDA.SPAL | EA | 607.8 | EA | 610.51 | EA | 602.49
WDP.6M | EA | 735.9 | EA | 745.02 | EA | 719.97
WDP.6V | EA | 1159.26 | EA | 1167.72 | EA | 1142.67
WDP.6V+ | EA | 1631.89 | EA | 1640.35 | EA | 1615.3
WDV.HS | EA | 418.41 | EA | 421.52 | EA | 412.31
WDV.HS+ | EA | 581.39 | EA | 584.5 | EA | 575.29
WDW.D- | #N/A | #N/A | #N/A | #N/A | #N/A | #N/A
WPR.AV- | SF | 3.31 | SF | 2.77 | SF | 2.16
WPR.BORDR- | LF | 3.84 | LF | 3.27 | LF | 2.62
WTR.BASEB | #N/A | #N/A | #N/A | #N/A | #N/A | #N/A
WTR.DHM | #N/A | #N/A | #N/A | #N/A | #N/A | #N/A
WTR.DRY | #N/A | #N/A | #N/A | #N/A | #N/A | #N/A
WTR.DRYNI | #N/A | #N/A | #N/A | #N/A | #N/A | #N/A
WTR.EQA | #N/A | #N/A | #N/A | #N/A | #N/A | #N/A
WTR.EXTHS | #N/A | #N/A | #N/A | #N/A | #N/A | #N/A
WTR.FCW | #N/A | #N/A | #N/A | #N/A | #N/A | #N/A
WTR.GRMB | #N/A | #N/A | #N/A | #N/A | #N/A | #N/A
WTR.MUCK+ | #N/A | #N/A | #N/A | #N/A | #N/A | #N/A