## Book1
Excluded | # | Group Code | Group Description | Desc | Age | Condition | Qty | Item Amount | Unit | Reported Cost | Unit Cost | Coverage | Sales Tax | RCV | Life | Depreciation Type | Depreciation Amount | Recoverable | ACV | Tax | Replace | Cat | Sel | Owner | Original Vendor | Date
FALSE | 1 | STRUCTURELEV | StructureLevelLineItems | Seal & paint window sill | 0 | Average | 88 | 387.2 | LF | 0 | 4.4 |  | 0 | 464.64 | 15 | Percent | 0 | Yes | 464.64 | Yes | No | PNT | SILL | DAVID.SO |  | 2023-08-30
FALSE | 2 | STRUCTURELEV | StructureLevelLineItems | Window sill | 0 | Average | 88 | 339.68 | LF | 0 | 3.86 |  | 0 | 407.62 | 150 | Percent | 0 | Yes | 407.62 | Yes | No | FNC | SILL | DAVID.SO |  | 2023-08-30
FALSE | 3 | STRUCTURELEV | StructureLevelLineItems | Vinyl window, horizontal sliding, 12-23 sf | 0 | Average | 22 | 9199.74 | EA | 0 | 418.17 |  | 0 | 11039.68 | 30 | Percent | 0 | Yes | 11039.68 | Yes | No | WDV | HS | DAVID.SO |  | 2023-08-30
FALSE | 4 | STRUCTURELEV | StructureLevelLineItems | Smoke detector | 0 | Average | 1 | 67.32 | EA | 0 | 67.32 |  | 0 | 80.78 | 10 | Percent | 0 | Yes | 80.78 | Yes | No | ELE | SMOKE | DAVID.SO |  | 2023-08-30
FALSE | 5 | STRUCTURELEV | StructureLevelLineItems | Fluorescent - two tube - 4' - fixture w/lens | 0 | Average | 1 | 126.33 | EA | 0 | 126.33 |  | 0 | 151.59 | 20 | Percent | 0 | Yes | 151.59 | Yes | No | LIT | FL2-4+ | DAVID.SO |  | 2023-08-30
FALSE | 6 | STRUCTURELEV | StructureLevelLineItems | Clothes dryer vent - installed | 0 | Average | 1 | 84.7 | EA | 0 | 84.7 |  | 0 | 101.64 | 30 | Percent | 0 | Yes | 101.64 | Yes | No | HVC | DVENT | DAVID.SO |  | 2023-08-30
FALSE | 7 | STRUCTURELEV | StructureLevelLineItems | Stain & finish handrail - wall mounted | 0 | Average | 15 | 53.25 | LF | 0 | 3.55 |  | 0 | 63.91 | 15 | Percent | 0 | Yes | 63.91 | Yes | No | PNT | HRS | DAVID.SO |  | 2023-08-30
FALSE | 8 | STRUCTURELEV | StructureLevelLineItems | Handrail - detailed profile - softwood - wall mounted | 0 | Average | 15 | 304.35 | LF | 0 | 20.29 |  | 0 | 365.23 | 150 | Percent | 0 | Yes | 365.23 | Yes | No | FNC | HR+ | DAVID.SO |  | 2023-08-30
FALSE | 9 | STRUCTURELEV | StructureLevelLineItems | Stairway - 3' wide (8' rise plus joist) | 0 | Average | 1 | 791.83 | EA | 0 | 791.83 |  | 0 | 950.19 | 50 | Percent | 0 | Yes | 950.19 | Yes | No | STR | 3 | DAVID.SO |  | 2023-08-30
FALSE | 10 | STRUCTURELEV | StructureLevelLineItems | Truss - 4/12 slope - heavy loading | 0 | Average | 854.37 | 8671.86 | LF | 0 | 10.15 |  | 0 | 10406.24 | 150 | Percent | 0 | Yes | 10406.24 | Yes | No | FRM | TR4+ | DAVID.SO |  | 2023-08-30
FALSE | 11 | STRUCTURELEV | StructureLevelLineItems | 2" x 4" lumber (.667 BF per LF) | 0 | Average | 164.26 | 491.14 | LF | 0 | 2.99 |  | 0 | 589.36 | 150 | Percent | 0 | Yes | 589.36 | Yes | No | FRM | 2X4 | DAVID.SO |  | 2023-08-30
FALSE | 12 | STRUCTURELEV | StructureLevelLineItems | 2" x 6" lumber (1 BF per LF) | 0 | Average | 82.4 | 291.7 | LF | 0 | 3.54 |  | 0 | 350.04 | 150 | Percent | 0 | Yes | 350.04 | Yes | No | FRM | 2X6 | DAVID.SO |  | 2023-08-30
FALSE | 13 | STRUCTURELEV | StructureLevelLineItems | Framing hurricane tie | 0 | Average | 22 | 198.66 | EA | 0 | 9.03 |  | 0 | 238.4 | 150 | Percent | 0 | Yes | 238.4 | Yes | No | FRM | FRHT | DAVID.SO |  | 2023-08-30
FALSE | 14 | STRUCTURELEV | StructureLevelLineItems | Sheathing - OSB - 1/2" | 0 | Average | 2048 | 3563.52 | SF | 0 | 1.74 |  | 0 | 4276.22 | 150 | Percent | 0 | Yes | 4276.22 | Yes | No | FRM | SHW1/2 | DAVID.SO |  | 2023-08-30
FALSE | 15 | STRUCTURELEV | StructureLevelLineItems | Carpenter - General Framer - per hour | 0 | Average | 8 | 649.6 | HR | 0 | 81.2 |  | 0 | 779.52 | 0 | Percent | 0 | Yes | 779.52 | Yes | No | FRM | LAB | DAVID.SO |  | 2023-08-30
FALSE | 16 | STRUCTURELEV | StructureLevelLineItems | Valley metal | 0 | Average | 32.13 | 220.73 | LF | 0 | 6.87 |  | 0 | 264.87 | 35 | Percent | 0 | Yes | 264.87 | Yes | No | RFG | VMTL | DAVID.SO |  | 2023-08-30
FALSE | 17 | STRUCTURELEV | StructureLevelLineItems | Laminated - comp. shingle rfg. - w/ felt | 0 | Average | 25 | 8088.75 | SQ | 0 | 323.55 |  | 0 | 9706.51 | 30 | Percent | 0 | Yes | 9706.51 | Yes | No | RFG | 300 | DAVID.SO |  | 2023-08-30
FALSE | 18 | STRUCTURELEV | StructureLevelLineItems | Drip edge | 0 | Average | 177 | 585.87 | LF | 0 | 3.31 |  | 0 | 703.05 | 35 | Percent | 0 | Yes | 703.05 | Yes | No | RFG | DRIP | DAVID.SO |  | 2023-08-30
FALSE | 19 | STRUCTURELEV | StructureLevelLineItems | Flexible gas supply line connector - 1/2" - 25" to 48" | 0 | Average | 1 | 52.81 | EA | 0 | 52.81 |  | 0 | 63.37 | 36 | Percent | 0 | Yes | 63.37 | Yes | No | PLM | FT1/2C4 | DAVID.SO |  | 2023-08-30
FALSE | 20 | STRUCTURELEV | StructureLevelLineItems | Water heater - 40 gallon - Gas - 6 yr | 0 | Average | 1 | 1314.18 | EA | 0 | 1314.18 |  | 0 | 1577.02 | 6 | Percent | 0 | Yes | 1577.02 | Yes | No | PLM | WH40 | DAVID.SO |  | 2023-08-30
FALSE | 21 | STRUCTURELEV | StructureLevelLineItems | Black pipe with fitting and hanger, 1" | 0 | Average | 48.02 | 733.27 | LF | 0 | 15.27 |  | 0 | 879.93 | 50 | Percent | 0 | Yes | 879.93 | Yes | No | PLM | BP1 | DAVID.SO |  | 2023-08-30
FALSE | 22 | STRUCTURELEV | StructureLevelLineItems | Furnace vent - rain cap and storm collar, 5" | 0 | Average | 1 | 85.09 | EA | 0 | 85.09 |  | 0 | 102.11 | 25 | Percent | 0 | Yes | 102.11 | Yes | No | HVC | VENTCP5 | DAVID.SO |  | 2023-08-30
FALSE | 23 | STRUCTURELEV | StructureLevelLineItems | Furnace vent - double wall, 5" | 0 | Average | 9 | 303.12 | LF | 0 | 33.68 |  | 0 | 363.74 | 25 | Percent | 0 | Yes | 363.74 | Yes | No | HVC | VENT5+ | DAVID.SO |  | 2023-08-30
FALSE | 24 | STRUCTURELEV | StructureLevelLineItems | Exterior faucet / hose bibb | 0 | Average | 4 | 280.88 | EA | 0 | 70.22 |  | 0 | 337.06 | 20 | Percent | 0 | Yes | 337.06 | Yes | No | PLM | XFAU | DAVID.SO |  | 2023-08-30
FALSE | 25 | STRUCTURELEV | StructureLevelLineItems | Sheathing - OSB - 1/2" | 0 | Average | 4 | 6.96 | SF | 0 | 1.74 |  | 0 | 8.36 | 150 | Percent | 0 | Yes | 8.36 | Yes | No | FRM | SHW1/2 | DAVID.SO |  | 2023-08-30
FALSE | 26 | STRUCTURELEV | StructureLevelLineItems | 2" x 6" lumber (1 BF per LF) | 0 | Average | 128 | 453.12 | LF | 0 | 3.54 |  | 0 | 543.74 | 150 | Percent | 0 | Yes | 543.74 | Yes | No | FRM | 2X6 | DAVID.SO |  | 2023-08-30
FALSE | 27 | STRUCTURELEV | StructureLevelLineItems | 2" x 8" lumber (1.33 BF per LF) | 0 | Average | 64 | 279.04 | LF | 0 | 4.36 |  | 0 | 334.84 | 150 | Percent | 0 | Yes | 334.84 | Yes | No | FRM | 2X8 | DAVID.SO |  | 2023-08-30
FALSE | 28 | STRUCTURELEV | StructureLevelLineItems | 2" x 10" lumber (1.67 BF per LF) | 0 | Average | 16 | 78.56 | LF | 0 | 4.91 |  | 0 | 94.28 | 150 | Percent | 0 | Yes | 94.28 | Yes | No | FRM | 2X10 | DAVID.SO |  | 2023-08-30
FALSE | 29 | STRUCTURELEV | StructureLevelLineItems | Seal & paint wood shelving, 12"- 24" width | 0 | Average | 20 | 154.6 | LF | 0 | 7.73 |  | 0 | 185.52 | 15 | Percent | 0 | Yes | 185.52 | Yes | No | PNT | SHW | DAVID.SO |  | 2023-08-30
FALSE | 30 | STRUCTURELEV | StructureLevelLineItems | Shelving - 16" - in place | 0 | Average | 20 | 256.4 | LF | 0 | 12.82 |  | 0 | 307.68 | 150 | Percent | 0 | Yes | 307.68 | Yes | No | FNC | SH16 | DAVID.SO |  | 2023-08-30
FALSE | 31 | STRUCTURELEV | StructureLevelLineItems | Seal/prime (1 coat) then paint (1 coat) the surface area | 0 | Average | 104 | 168.48 | SF | 0 | 1.62 |  | 0 | 202.18 | 15 | Percent | 0 | Yes | 202.18 | Yes | No | PNT | SP | DAVID.SO |  | 2023-08-30
FALSE | 32 | STRUCTURELEV | StructureLevelLineItems | 1/2" drywall - hung, taped, floated, ready for paint | 0 | Average | 104 | 349.44 | SF | 0 | 3.36 |  | 0 | 419.32 | 150 | Percent | 0 | Yes | 419.32 | Yes | No | DRY | 1/2 | DAVID.SO |  | 2023-08-30
FALSE | 33 | STRUCTURELEV | StructureLevelLineItems | Door knob - interior | 0 | Average | 1 | 49.09 | EA | 0 | 49.09 |  | 0 | 58.91 | 20 | Percent | 0 | Yes | 58.91 | Yes | No | FNH | DORH | DAVID.SO |  | 2023-08-30
FALSE | 34 | STRUCTURELEV | StructureLevelLineItems | Interior door unit | 0 | Average | 1 | 411.12 | EA | 0 | 411.12 |  | 0 | 493.34 | 100 | Percent | 0 | Yes | 493.34 | Yes | No | DOR | AV | DAVID.SO |  | 2023-08-30
FALSE | 35 | STRUCTURELEV | StructureLevelLineItems | Paint door/window trim & jamb - 2 coats (per side) | 0 | Average | 2 | 106.22 | EA | 0 | 53.11 |  | 0 | 127.46 | 15 | Percent | 0 | Yes | 127.46 | Yes | No | PNT | DORT | DAVID.SO |  | 2023-08-30
FALSE | 36 | STRUCTURELEV | StructureLevelLineItems | Paint door slab only - 2 coats (per side) | 0 | Average | 2 | 126.18 | EA | 0 | 63.09 |  | 0 | 151.42 | 15 | Percent | 0 | Yes | 151.42 | Yes | No | PNT | DOR | DAVID.SO |  | 2023-08-30
FALSE | 37 | STRUCTURELEV | StructureLevelLineItems | Stud wall - 2" x 6" - 16" oc | 0 | Average | 160 | 742.4 | SF | 0 | 4.64 |  | 0 | 890.88 | 150 | Percent | 0 | Yes | 890.88 | Yes | No | FRM | 6SF | DAVID.SO |  | 2023-08-30
FALSE | 38 | STRUCTURELEV | StructureLevelLineItems | Stud wall - 2" x 4" - 16" oc | 0 | Average | 1976.75 | 5910.48 | SF | 0 | 2.99 |  | 0 | 7092.58 | 150 | Percent | 0 | Yes | 7092.58 | Yes | No | FRM | 4SF | DAVID.SO |  | 2023-08-30
FALSE | 39 | STRUCTURELEV | StructureLevelLineItems | Batt insulation - 6" - R19 - paper / foil faced | 0 | Average | 1721.68 | 3133.46 | SF | 0 | 1.82 |  | 0 | 3760.16 | 150 | Percent | 0 | Yes | 3760.16 | Yes | No | INS | BTF6 | DAVID.SO |  | 2023-08-30
FALSE | 40 | STRUCTURELEV | StructureLevelLineItems | Batt insulation - 10" - R30 - paper / foil faced | 0 | Average | 1600 | 4720 | SF | 0 | 2.95 |  | 0 | 5664 | 150 | Percent | 0 | Yes | 5664 | Yes | No | INS | BTF10 | DAVID.SO |  | 2023-08-30
FALSE | 41 | STRUCTURELEV | StructureLevelLineItems | Blown-in insulation - 20" depth - R50 | 0 | Average | 1600 | 5296 | SF | 0 | 3.31 |  | 0 | 6355.2 | 150 | Percent | 0 | Yes | 6355.2 | Yes | No | INS | BI20 | DAVID.SO |  | 2023-08-30
FALSE | 42 | STRUCTURELEV | StructureLevelLineItems | Thermostat | 0 | Average | 1 | 141.23 | EA | 0 | 141.23 |  | 0 | 169.47 | 35 | Percent | 0 | Yes | 169.47 | Yes | No | HVC | TS | DAVID.SO |  | 2023-08-30
FALSE | 43 | STRUCTURELEV | StructureLevelLineItems | Furnace - forced air - 100,000 BTU | 0 | Average | 1 | 3290.61 | EA | 0 | 3290.61 |  | 0 | 3948.73 | 18 | Percent | 0 | Yes | 3948.73 | Yes | No | HVC | FRFA | DAVID.SO |  | 2023-08-30
FALSE | 44 | STRUCTURELEV | StructureLevelLineItems | Ductwork system - hot or cold air - 901 to 1199 SF home | 0 | Average | 1 | 4577.93 | EA | 0 | 4577.93 |  | 0 | 5493.51 | 30 | Percent | 0 | Yes | 5493.51 | Yes | No | HVC | DCT< | DAVID.SO |  | 2023-08-30
FALSE | 45 | STRUCTURELEV | StructureLevelLineItems | Condensate drain line | 0 | Average | 1 | 81.67 | EA | 0 | 81.67 |  | 0 | 98.01 | 150 | Percent | 0 | Yes | 98.01 | Yes | No | HVC | DRNL | DAVID.SO |  | 2023-08-30
FALSE | 46 | STRUCTURELEV | StructureLevelLineItems | Central air conditioning system - 3 ton - up to 13 SEER | 0 | Average | 1 | 3962.9 | EA | 0 | 3962.9 |  | 0 | 4755.48 | 15 | Percent | 0 | Yes | 4755.48 | Yes | No | HVC | AC | DAVID.SO |  | 2023-08-30
FALSE | 47 | STRUCTURELEV | StructureLevelLineItems | Sheathing - OSB - 3/4" - tongue and groove | 0 | Average | 1760 | 5174.4 | SF | 0 | 2.94 |  | 0 | 6209.28 | 150 | Percent | 0 | Yes | 6209.28 | Yes | No | FRM | SHW3/4T | DAVID.SO |  | 2023-08-30
FALSE | 48 | STRUCTURELEV | StructureLevelLineItems | Joist - floor or ceiling - 2x10 - w/blocking - 16" oc | 0 | Average | 1600 | 7680 | SF | 0 | 4.8 |  | 0 | 9216 | 150 | Percent | 0 | Yes | 9216 | Yes | No | FRM | J10SF | DAVID.SO |  | 2023-08-30
FALSE | 49 | STRUCTURELEV | StructureLevelLineItems | 2" x 6" lumber - redwood (1 BF per LF) | 0 | Average | 191.3 | 1174.58 | LF | 0 | 6.14 |  | 0 | 1409.5 | 150 | Percent | 0 | Yes | 1409.5 | Yes | No | FRM | 2X6R | DAVID.SO |  | 2023-08-30
FALSE | 50 | STRUCTURELEV | StructureLevelLineItems | Exterior light fixture - Standard grade | 0 | Average | 2 | 152.22 | EA | 0 | 76.11 |  | 0 | 182.66 | 20 | Percent | 0 | Yes | 182.66 | Yes | No | LIT | X- | DAVID.SO |  | 2023-08-30
FALSE | 51 | STRUCTURELEV | StructureLevelLineItems | Door lockset & deadbolt - exterior | 0 | Average | 2 | 213.02 | EA | 0 | 106.51 |  | 0 | 255.62 | 20 | Percent | 0 | Yes | 255.62 | Yes | No | FNH | DBX | DAVID.SO |  | 2023-08-30
FALSE | 52 | STRUCTURELEV | StructureLevelLineItems | Exterior door - solid core lauan / mahogany or birch flush | 0 | Average | 2 | 805.98 | EA | 0 | 402.99 |  | 0 | 967.18 | 100 | Percent | 0 | Yes | 967.18 | Yes | No | DOR | X- | DAVID.SO |  | 2023-08-30
FALSE | 53 | STRUCTURELEV | StructureLevelLineItems | 6-0 6-8 mill finish sliding patio door | 0 | Average | 1 | 735.9 | EA | 0 | 735.9 |  | 0 | 883.08 | 18 | Percent | 0 | Yes | 883.08 | Yes | No | WDP | 6M | DAVID.SO |  | 2023-08-30
FALSE | 54 | STRUCTURELEV | StructureLevelLineItems | Stud wall - 2" x 6" - 16" oc | 0 | Average | 1721.68 | 7988.6 | SF | 0 | 4.64 |  | 0 | 9586.32 | 150 | Percent | 0 | Yes | 9586.32 | Yes | No | FRM | 6SF | DAVID.SO |  | 2023-08-30
FALSE | 55 | STRUCTURELEV | StructureLevelLineItems | Eavestrough/downspout - aluminum - up to 5" | 0 | Average | 12 | 104.16 | LF | 0 | 8.68 |  | 0 | 125 | 25 | Percent | 0 | Yes | 125 | Yes | No | SFG | GUTA | DAVID.SO |  | 2023-08-30
FALSE | 56 | STRUCTURELEV | StructureLevelLineItems | Soffit & fascia - metal - 1' overhang | 0 | Average | 180 | 2575.8 | LF | 0 | 14.31 |  | 0 | 3090.96 | 50 | Percent | 0 | Yes | 3090.96 | Yes | No | SFG | MTL1 | DAVID.SO |  | 2023-08-30
FALSE | 57 | STRUCTURELEV | StructureLevelLineItems | Roof vent - turtle type - Metal | 0 | Average | 3.43 | 246.82 | EA | 0 | 71.96 |  | 0 | 296.18 | 35 | Percent | 0 | Yes | 296.18 | Yes | No | RFG | VENTT | DAVID.SO |  | 2023-08-30
FALSE | 58 | STRUCTURELEV | StructureLevelLineItems | Attic vent - gable end - vinyl | 0 | Average | 2 | 302 | EA | 0 | 151 |  | 0 | 362.4 | 27 | Percent | 0 | Yes | 362.4 | Yes | No | SDG | VENTG | DAVID.SO |  | 2023-08-30
FALSE | 59 | STRUCTURELEV | StructureLevelLineItems | House wrap (air/moisture barrier) | 0 | Average | 1205.18 | 421.81 | SF | 0 | 0.35 |  | 0 | 506.17 | 150 | Percent | 0 | Yes | 506.17 | Yes | No | INS | HWRAP | DAVID.SO |  | 2023-08-30
FALSE | 60 | STRUCTURELEV | StructureLevelLineItems | Sheathing - foil faced foam - 1/2" | 0 | Average | 903.88 | 1428.13 | SF | 0 | 1.58 |  | 0 | 1713.75 | 150 | Percent | 0 | Yes | 1713.75 | Yes | No | FRM | SHF1/2 | DAVID.SO |  | 2023-08-30
FALSE | 61 | STRUCTURELEV | StructureLevelLineItems | Sheathing - OSB - 1/2" | 0 | Average | 301.29 | 524.24 | SF | 0 | 1.74 |  | 0 | 629.08 | 150 | Percent | 0 | Yes | 629.08 | Yes | No | FRM | SHW1/2 | DAVID.SO |  | 2023-08-30
FALSE | 62 | STRUCTURELEV | StructureLevelLineItems | Synthetic stucco - additional charge for raised trim | 0 | Average | 180.78 | 1623.4 | LF | 0 | 8.98 |  | 0 | 1948.08 | 100 | Percent | 0 | Yes | 1948.08 | Yes | No | STU | TRIM | DAVID.SO |  | 2023-08-30
FALSE | 63 | STRUCTURELEV | StructureLevelLineItems | Metal lath & stucco | 0 | Average | 1205.18 | 11702.3 | SF | 0 | 9.71 |  | 0 | 14042.76 | 100 | Percent | 0 | Yes | 14042.76 | Yes | No | STU | AV | DAVID.SO |  | 2023-08-30
FALSE | 64 | STRUCTURELEV | StructureLevelLineItems | Roofing felt - 15 lb. | 0 | Average | 5.4 | 227.29 | SQ | 0 | 42.09 |  | 0 | 272.75 | 20 | Percent | 0 | Yes | 272.75 | Yes | No | RFG | FELT15 | DAVID.SO |  | 2023-08-30
FALSE | 65 | STRUCTURELEV | StructureLevelLineItems | Brick veneer - Standard grade (i.e., concrete) | 0 | Average | 516.5 | 11347.51 | SF | 0 | 21.97 |  | 0 | 13617.01 | 150 | Percent | 0 | Yes | 13617.01 | Yes | No | MAS | BRK- | DAVID.SO |  | 2023-08-30
FALSE | 66 | STRUCTURELEV | StructureLevelLineItems | Sheathing - OSB - 1/2" | 0 | Average | 516.5 | 898.71 | SF | 0 | 1.74 |  | 0 | 1078.45 | 150 | Percent | 0 | Yes | 1078.45 | Yes | No | FRM | SHW1/2 | DAVID.SO |  | 2023-08-30
FALSE | 67 | STRUCTURELEV | StructureLevelLineItems | Grounding rod - copper clad with clamp, 8' | 0 | Average | 1 | 123.94 | EA | 0 | 123.94 |  | 0 | 148.72 | 100 | Percent | 0 | Yes | 148.72 | Yes | No | ELE | GROD | DAVID.SO |  | 2023-08-30
FALSE | 68 | STRUCTURELEV | StructureLevelLineItems | Breaker panel - 200 amp | 0 | Average | 1 | 1684.68 | EA | 0 | 1684.68 |  | 0 | 2021.62 | 30 | Percent | 0 | Yes | 2021.62 | Yes | No | ELE | BPNL200 | DAVID.SO |  | 2023-08-30
FALSE | 69 | STRUCTURELEV | StructureLevelLineItems | Meter mast for overhead power - 2" conduit | 0 | Average | 1 | 578.7 | EA | 0 | 578.7 |  | 0 | 694.44 | 100 | Percent | 0 | Yes | 694.44 | Yes | No | ELE | MAST | DAVID.SO |  | 2023-08-30
FALSE | 70 | STRUCTURELEV | StructureLevelLineItems | Meter base and main disconnect - 200 amp | 0 | Average | 1 | 542.46 | EA | 0 | 542.46 |  | 0 | 650.96 | 30 | Percent | 0 | Yes | 650.96 | Yes | No | ELE | METR | DAVID.SO |  | 2023-08-30
FALSE | 71 | STRUCTURELEV | StructureLevelLineItems | Trunk cable - aluminum - 4 wire 2/0 | 0 | Average | 40 | 496.8 | LF | 0 | 12.42 |  | 0 | 596.16 | 150 | Percent | 0 | Yes | 596.16 | Yes | No | ELE | TRUNK | DAVID.SO |  | 2023-08-30
FALSE | 72 | STRUCTURELEV | StructureLevelLineItems | Phone, TV, or speaker outlet | 0 | Average | 4 | 82.32 | EA | 0 | 20.58 |  | 0 | 98.78 | 25 | Percent | 0 | Yes | 98.78 | Yes | No | ELE | OL | DAVID.SO |  | 2023-08-30
FALSE | 73 | STRUCTURELEV | StructureLevelLineItems | Exterior outlet or switch | 0 | Average | 2 | 47.12 | EA | 0 | 23.56 |  | 0 | 56.54 | 10 | Percent | 0 | Yes | 56.54 | Yes | No | ELE | XOS | DAVID.SO |  | 2023-08-30
FALSE | 74 | STRUCTURELEV | StructureLevelLineItems | Rewire\wire - avg. residence - boxes & wiring | 0 | Average | 3200 | 13536 | SF | 0 | 4.23 |  | 0 | 16243.2 | 100 | Percent | 0 | Yes | 16243.2 | Yes | No | ELE | REWIRE | DAVID.SO |  | 2023-08-30
FALSE | 75 | STRUCTURELEV | StructureLevelLineItems | Phone / low voltage copper wiring | 0 | Average | 40 | 48 | LF | 0 | 1.2 |  | 0 | 57.6 | 100 | Percent | 0 | Yes | 57.6 | Yes | No | ELE | LV | DAVID.SO |  | 2023-08-30
FALSE | 76 | STRUCTURELEV | StructureLevelLineItems | Dumpster load - Approx. 20 yards, 4 tons of debris | 0 | Average | 8 | 6000 | EA | 0 | 750 |  | 0 | 7200 | 0 | Percent | 0 | Yes | 7200 | Yes | No | DMO | DUMP | DAVID.SO |  | 2023-08-30
FALSE | 77 | STRUCTURELEV | StructureLevelLineItems | Seal & paint wood shelving, 12"- 24" width | 0 | Average | 3 | 23.19 | LF | 0 | 7.73 |  | 0 | 27.83 | 15 | Percent | 0 | Yes | 27.83 | Yes | No | PNT | SHW | DAVID.SO |  | 2023-08-30
FALSE | 78 | STRUCTURELEV | StructureLevelLineItems | Shelving - 16" - in place | 0 | Average | 3 | 38.46 | LF | 0 | 12.82 |  | 0 | 46.16 | 150 | Percent | 0 | Yes | 46.16 | Yes | No | FNC | SH16 | DAVID.SO |  | 2023-08-30
FALSE | 79 | STRUCTURELEV | StructureLevelLineItems | Closet rod | 0 | Average | 3 | 16.56 | LF | 0 | 5.52 |  | 0 | 19.88 | 150 | Percent | 0 | Yes | 19.88 | Yes | No | FNC | CLROD | DAVID.SO |  | 2023-08-30
FALSE | 80 | STRUCTURELEV | StructureLevelLineItems | Seal/prime (1 coat) then paint (1 coat) the surface area | 0 | Average | 86 | 139.32 | SF | 0 | 1.62 |  | 0 | 167.18 | 15 | Percent | 0 | Yes | 167.18 | Yes | No | PNT | SP | DAVID.SO |  | 2023-08-30
FALSE | 81 | STRUCTURELEV | StructureLevelLineItems | 1/2" drywall - hung, taped, ready for texture | 0 | Average | 86 | 253.7 | SF | 0 | 2.95 |  | 0 | 304.44 | 150 | Percent | 0 | Yes | 304.44 | Yes | No | DRY | 1/2- | DAVID.SO |  | 2023-08-30
FALSE | 82 | STRUCTURELEV | StructureLevelLineItems | Door knob - interior - Standard grade | 0 | Average | 1 | 41.27 | EA | 0 | 41.27 |  | 0 | 49.53 | 20 | Percent | 0 | Yes | 49.53 | Yes | No | FNH | DORH- | DAVID.SO |  | 2023-08-30
FALSE | 83 | STRUCTURELEV | StructureLevelLineItems | Interior door unit | 0 | Average | 1 | 411.12 | EA | 0 | 411.12 |  | 0 | 493.34 | 100 | Percent | 0 | Yes | 493.34 | Yes | No | DOR | AV | DAVID.SO |  | 2023-08-30
FALSE | 84 | STRUCTURELEV | StructureLevelLineItems | Paint door/window trim & jamb - 2 coats (per side) | 0 | Average | 2 | 106.22 | EA | 0 | 53.11 |  | 0 | 127.46 | 15 | Percent | 0 | Yes | 127.46 | Yes | No | PNT | DORT | DAVID.SO |  | 2023-08-30
FALSE | 85 | STRUCTURELEV | StructureLevelLineItems | Paint door slab only - 2 coats (per side) | 0 | Average | 2 | 126.18 | EA | 0 | 63.09 |  | 0 | 151.42 | 15 | Percent | 0 | Yes | 151.42 | Yes | No | PNT | DOR | DAVID.SO |  | 2023-08-30
FALSE | 86 | ENTRYFOYER | EntryFoyer | Outlet | 0 | Average | 2 | 32.16 | EA | 0 | 16.08 |  | 0 | 38.6 | 25 | Percent | 0 | Yes | 38.6 | Yes | No | ELE | OS | DAVID.SO |  | 2023-08-30
FALSE | 87 | ENTRYFOYER | EntryFoyer | Light fixture | 0 | Average | 1 | 71.18 | EA | 0 | 71.18 |  | 0 | 85.42 | 20 | Percent | 0 | Yes | 85.42 | Yes | No | LIT | AV | DAVID.SO |  | 2023-08-30
FALSE | 88 | ENTRYFOYER | EntryFoyer | Seal/prime (1 coat) then paint (1 coat) the surface area | 0 | Average | 198.67 | 321.85 | SF | 0 | 1.62 |  | 0 | 386.23 | 15 | Percent | 0 | Yes | 386.23 | Yes | No | PNT | SP | DAVID.SO |  | 2023-08-30
FALSE | 89 | ENTRYFOYER | EntryFoyer | 1/2" drywall - hung, taped, floated, ready for paint | 0 | Average | 198.67 | 667.53 | SF | 0 | 3.36 |  | 0 | 801.03 | 150 | Percent | 0 | Yes | 801.03 | Yes | No | DRY | 1/2 | DAVID.SO |  | 2023-08-30
FALSE | 90 | ENTRYFOYER | EntryFoyer | Paint baseboard - one coat | 0 | Average | 24.83 | 40.22 | LF | 0 | 1.62 |  | 0 | 48.26 | 15 | Percent | 0 | Yes | 48.26 | Yes | No | PNT | B | DAVID.SO |  | 2023-08-30
FALSE | 91 | ENTRYFOYER | EntryFoyer | Baseboard - 3 1/4" | 0 | Average | 24.83 | 142.28 | LF | 0 | 5.73 |  | 0 | 170.74 | 150 | Percent | 0 | Yes | 170.74 | Yes | No | FNC | B3 | DAVID.SO |  | 2023-08-30
FALSE | 92 | ENTRYFOYER | EntryFoyer | 1/2" drywall - hung, taped, floated, ready for paint | 0 | Average | 37.78 | 126.94 | SF | 0 | 3.36 |  | 0 | 152.32 | 150 | Percent | 0 | Yes | 152.32 | Yes | No | DRY | 1/2 | DAVID.SO |  | 2023-08-30
FALSE | 93 | ENTRYFOYER | EntryFoyer | Seal the surface area w/latex based stain blocker - one coat | 0 | Average | 37.78 | 40.05 | SF | 0 | 1.06 |  | 0 | 48.07 | 15 | Percent | 0 | Yes | 48.07 | Yes | No | PNT | S | DAVID.SO |  | 2023-08-30
FALSE | 94 | ENTRYFOYER | EntryFoyer | Paint the surface area - one coat | 0 | Average | 37.78 | 42.31 | SF | 0 | 1.12 |  | 0 | 50.77 | 15 | Percent | 0 | Yes | 50.77 | Yes | No | PNT | P | DAVID.SO |  | 2023-08-30
FALSE | 95 | ENTRYFOYER | EntryFoyer | Vinyl plank flooring | 0 | Average | 7.93 | 51.23 | SF | 0 | 6.46 |  | 0 | 61.47 | 50 | Percent | 0 | Yes | 61.47 | Yes | No | FCV | PLK | DAVID.SO |  | 2023-08-30
FALSE | 96 | ENTRYFOYER | EntryFoyer | Vinyl floor covering (sheet goods) - Standard grade | 0 | Average | 8.69 | 29.55 | SF | 0 | 3.4 |  | 0 | 35.47 | 50 | Percent | 0 | Yes | 35.47 | Yes | No | FCV | AV- | DAVID.SO |  | 2023-08-30
FALSE | 97 | ENTRYFOYER | EntryFoyer | Snaplock Laminate - simulated wood flooring | 0 | Average | 7.56 | 47.1 | SF | 0 | 6.23 |  | 0 | 56.52 | 25 | Percent | 0 | Yes | 56.52 | Yes | No | FCW | LAM | DAVID.SO |  | 2023-08-30
FALSE | 98 | ENTRYFOYER | EntryFoyer | Sand & finish wood floor (natural finish) | 0 | Average | 7.56 | 32.21 | SF | 0 | 4.26 |  | 0 | 38.65 | 10 | Percent | 0 | Yes | 38.65 | Yes | No | FCW | FIN | DAVID.SO |  | 2023-08-30
FALSE | 99 | ENTRYFOYER | EntryFoyer | Oak flooring - #1 common - no finish | 0 | Average | 7.56 | 72.5 | SF | 0 | 9.59 |  | 0 | 87 | 150 | Percent | 0 | Yes | 87 | Yes | No | FCW | AV | DAVID.SO |  | 2023-08-30
FALSE | 100 | ENTRYFOYER | EntryFoyer | Carpet pad - Standard grade | 0 | Average | 8.69 | 4.95 | SF | 0 | 0.57 |  | 0 | 5.95 | 10 | Percent | 0 | Yes | 5.95 | Yes | No | FCC | PAD- | DAVID.SO |  | 2023-08-30
FALSE | 101 | ENTRYFOYER | EntryFoyer | Carpet - Standard grade | 0 | Average | 8.69 | 30.42 | SF | 0 | 3.5 |  | 0 | 36.5 | 10 | Percent | 0 | Yes | 36.5 | Yes | No | FCC | AV- | DAVID.SO |  | 2023-08-30
FALSE | 102 | WALKINCLOSET | WalkInCloset2 | Outlet | 0 | Average | 2 | 32.16 | EA | 0 | 16.08 |  | 0 | 38.6 | 25 | Percent | 0 | Yes | 38.6 | Yes | No | ELE | OS | DAVID.SO |  | 2023-08-30
FALSE | 103 | WALKINCLOSET | WalkInCloset2 | Seal & paint wood shelving, 12"- 24" width | 0 | Average | 17 | 131.41 | LF | 0 | 7.73 |  | 0 | 157.69 | 15 | Percent | 0 | Yes | 157.69 | Yes | No | PNT | SHW | DAVID.SO |  | 2023-08-30
FALSE | 104 | WALKINCLOSET | WalkInCloset2 | Shelving - 16" - in place | 0 | Average | 17 | 217.94 | LF | 0 | 12.82 |  | 0 | 261.52 | 150 | Percent | 0 | Yes | 261.52 | Yes | No | FNC | SH16 | DAVID.SO |  | 2023-08-30
FALSE | 105 | WALKINCLOSET | WalkInCloset2 | Closet rod | 0 | Average | 17 | 93.84 | LF | 0 | 5.52 |  | 0 | 112.6 | 150 | Percent | 0 | Yes | 112.6 | Yes | No | FNC | CLROD | DAVID.SO |  | 2023-08-30
FALSE | 106 | WALKINCLOSET | WalkInCloset2 | Light fixture - Standard grade | 0 | Average | 1 | 55.73 | EA | 0 | 55.73 |  | 0 | 66.87 | 20 | Percent | 0 | Yes | 66.87 | Yes | No | LIT | AV- | DAVID.SO |  | 2023-08-30
FALSE | 107 | WALKINCLOSET | WalkInCloset2 | Door knob - interior | 0 | Average | 1 | 49.09 | EA | 0 | 49.09 |  | 0 | 58.91 | 20 | Percent | 0 | Yes | 58.91 | Yes | No | FNH | DORH | DAVID.SO |  | 2023-08-30
FALSE | 108 | WALKINCLOSET | WalkInCloset2 | Paint door slab only - 2 coats (per side) | 0 | Average | 2 | 126.18 | EA | 0 | 63.09 |  | 0 | 151.42 | 15 | Percent | 0 | Yes | 151.42 | Yes | No | PNT | DOR | DAVID.SO |  | 2023-08-30
FALSE | 109 | WALKINCLOSET | WalkInCloset2 | Paint door/window trim & jamb - 2 coats (per side) | 0 | Average | 2 | 106.22 | EA | 0 | 53.11 |  | 0 | 127.46 | 15 | Percent | 0 | Yes | 127.46 | Yes | No | PNT | DORT | DAVID.SO |  | 2023-08-30
FALSE | 110 | WALKINCLOSET | WalkInCloset2 | Interior door unit | 0 | Average | 1 | 411.12 | EA | 0 | 411.12 |  | 0 | 493.34 | 100 | Percent | 0 | Yes | 493.34 | Yes | No | DOR | AV | DAVID.SO |  | 2023-08-30
FALSE | 111 | WALKINCLOSET | WalkInCloset2 | Seal/prime (1 coat) then paint (1 coat) the surface area | 0 | Average | 256 | 414.72 | SF | 0 | 1.62 |  | 0 | 497.66 | 15 | Percent | 0 | Yes | 497.66 | Yes | No | PNT | SP | DAVID.SO |  | 2023-08-30
FALSE | 112 | WALKINCLOSET | WalkInCloset2 | 1/2" drywall - hung, taped, floated, ready for paint | 0 | Average | 256 | 860.16 | SF | 0 | 3.36 |  | 0 | 1032.2 | 150 | Percent | 0 | Yes | 1032.2 | Yes | No | DRY | 1/2 | DAVID.SO |  | 2023-08-30
FALSE | 113 | WALKINCLOSET | WalkInCloset2 | Paint baseboard - one coat | 0 | Average | 32 | 51.84 | LF | 0 | 1.62 |  | 0 | 62.2 | 15 | Percent | 0 | Yes | 62.2 | Yes | No | PNT | B | DAVID.SO |  | 2023-08-30
FALSE | 114 | WALKINCLOSET | WalkInCloset2 | Baseboard - 3 1/4" | 0 | Average | 32 | 183.36 | LF | 0 | 5.73 |  | 0 | 220.04 | 150 | Percent | 0 | Yes | 220.04 | Yes | No | FNC | B3 | DAVID.SO |  | 2023-08-30
FALSE | 115 | WALKINCLOSET | WalkInCloset2 | 1/2" drywall - hung, taped, floated, ready for paint | 0 | Average | 63.16 | 212.22 | SF | 0 | 3.36 |  | 0 | 254.66 | 150 | Percent | 0 | Yes | 254.66 | Yes | No | DRY | 1/2 | DAVID.SO |  | 2023-08-30
FALSE | 116 | WALKINCLOSET | WalkInCloset2 | Seal the surface area w/latex based stain blocker - one coat | 0 | Average | 63.16 | 66.95 | SF | 0 | 1.06 |  | 0 | 80.35 | 15 | Percent | 0 | Yes | 80.35 | Yes | No | PNT | S | DAVID.SO |  | 2023-08-30
FALSE | 117 | WALKINCLOSET | WalkInCloset2 | Paint the surface area - one coat | 0 | Average | 63.16 | 70.74 | SF | 0 | 1.12 |  | 0 | 84.88 | 15 | Percent | 0 | Yes | 84.88 | Yes | No | PNT | P | DAVID.SO |  | 2023-08-30
FALSE | 118 | WALKINCLOSET | WalkInCloset2 | Vinyl plank flooring | 0 | Average | 13.26 | 85.66 | SF | 0 | 6.46 |  | 0 | 102.8 | 50 | Percent | 0 | Yes | 102.8 | Yes | No | FCV | PLK | DAVID.SO |  | 2023-08-30
FALSE | 119 | WALKINCLOSET | WalkInCloset2 | Vinyl floor covering (sheet goods) - Standard grade | 0 | Average | 14.53 | 49.4 | SF | 0 | 3.4 |  | 0 | 59.28 | 50 | Percent | 0 | Yes | 59.28 | Yes | No | FCV | AV- | DAVID.SO |  | 2023-08-30
FALSE | 120 | WALKINCLOSET | WalkInCloset2 | Snaplock Laminate - simulated wood flooring | 0 | Average | 12.63 | 78.68 | SF | 0 | 6.23 |  | 0 | 94.42 | 25 | Percent | 0 | Yes | 94.42 | Yes | No | FCW | LAM | DAVID.SO |  | 2023-08-30
FALSE | 121 | WALKINCLOSET | WalkInCloset2 | Sand & finish wood floor (natural finish) | 0 | Average | 12.63 | 53.8 | SF | 0 | 4.26 |  | 0 | 64.56 | 10 | Percent | 0 | Yes | 64.56 | Yes | No | FCW | FIN | DAVID.SO |  | 2023-08-30
FALSE | 122 | WALKINCLOSET | WalkInCloset2 | Oak flooring - #1 common - no finish | 0 | Average | 12.63 | 121.12 | SF | 0 | 9.59 |  | 0 | 145.34 | 150 | Percent | 0 | Yes | 145.34 | Yes | No | FCW | AV | DAVID.SO |  | 2023-08-30
FALSE | 123 | WALKINCLOSET | WalkInCloset2 | Carpet pad - Standard grade | 0 | Average | 14.53 | 8.28 | SF | 0 | 0.57 |  | 0 | 9.94 | 10 | Percent | 0 | Yes | 9.94 | Yes | No | FCC | PAD- | DAVID.SO |  | 2023-08-30
FALSE | 124 | WALKINCLOSET | WalkInCloset2 | Carpet - Standard grade | 0 | Average | 14.53 | 50.86 | SF | 0 | 3.5 |  | 0 | 61.04 | 10 | Percent | 0 | Yes | 61.04 | Yes | No | FCC | AV- | DAVID.SO |  | 2023-08-30
FALSE | 125 | BATH | Bath | Mortar bed for tile | 0 | Average | 50 | 616.5 | SF | 0 | 12.33 |  | 0 | 739.8 | 150 | Percent | 0 | Yes | 739.8 | Yes | No | TIL | BMUD | DAVID.SO |  | 2023-08-30
FALSE | 126 | BATH | Bath | Tile tub surround - up to 60 SF | 0 | Average | 1 | 1483.99 | EA | 0 | 1483.99 |  | 0 | 1780.79 | 150 | Percent | 0 | Yes | 1780.79 | Yes | No | TIL | TUB | DAVID.SO |  | 2023-08-30
FALSE | 127 | BATH | Bath | Towel ring - Standard grade | 0 | Average | 1 | 28.32 | EA | 0 | 28.32 |  | 0 | 33.98 | 50 | Percent | 0 | Yes | 33.98 | Yes | No | FNH | TR- | DAVID.SO |  | 2023-08-30
FALSE | 128 | BATH | Bath | Toilet paper holder - Standard grade | 0 | Average | 1 | 25.69 | EA | 0 | 25.69 |  | 0 | 30.83 | 50 | Percent | 0 | Yes | 30.83 | Yes | No | FNH | TP- | DAVID.SO |  | 2023-08-30
FALSE | 129 | BATH | Bath | Towel bar - Standard grade | 0 | Average | 1 | 26.68 | EA | 0 | 26.68 |  | 0 | 32.02 | 50 | Percent | 0 | Yes | 32.02 | Yes | No | FNH | TBAR- | DAVID.SO |  | 2023-08-30
FALSE | 130 | BATH | Bath | Seal & paint wood shelving, 12"- 24" width | 0 | Average | 10 | 77.3 | LF | 0 | 7.73 |  | 0 | 92.76 | 15 | Percent | 0 | Yes | 92.76 | Yes | No | PNT | SHW | DAVID.SO |  | 2023-08-30
FALSE | 131 | BATH | Bath | Shelving - 16" - in place | 0 | Average | 10 | 128.2 | LF | 0 | 12.82 |  | 0 | 153.84 | 150 | Percent | 0 | Yes | 153.84 | Yes | No | FNC | SH16 | DAVID.SO |  | 2023-08-30
FALSE | 132 | BATH | Bath | Outlet | 0 | Average | 2 | 32.16 | EA | 0 | 16.08 |  | 0 | 38.6 | 25 | Percent | 0 | Yes | 38.6 | Yes | No | ELE | OS | DAVID.SO |  | 2023-08-30
FALSE | 133 | BATH | Bath | Mirror - 1/4" plate glass | 0 | Average | 6 | 114.06 | SF | 0 | 19.01 |  | 0 | 136.88 | 40 | Percent | 0 | Yes | 136.88 | Yes | No | MSD | AV | DAVID.SO |  | 2023-08-30
FALSE | 134 | BATH | Bath | Rough-in plumbing - per fixture - w/PEX - Branch system | 0 | Average | 0.75 | 470.09 | EA | 0 | 626.78 |  | 0 | 564.11 | 80 | Percent | 0 | Yes | 564.11 | Yes | No | PLM | RFIXP- | DAVID.SO |  | 2023-08-30
FALSE | 135 | BATH | Bath | Rough-in plumbing - per fixture - w/PEX - Branch system | 0 | Average | 0.75 | 470.09 | EA | 0 | 626.78 |  | 0 | 564.11 | 80 | Percent | 0 | Yes | 564.11 | Yes | No | PLM | RFIXP- | DAVID.SO |  | 2023-08-30
FALSE | 136 | BATH | Bath | Rough-in plumbing - per fixture - w/PEX - Branch system | 0 | Average | 0.25 | 156.7 | EA | 0 | 626.78 |  | 0 | 188.04 | 80 | Percent | 0 | Yes | 188.04 | Yes | No | PLM | RFIXP- | DAVID.SO |  | 2023-08-30
FALSE | 137 | BATH | Bath | Rough-in plumbing - per fixture - w/PEX - Branch system | 0 | Average | 0.25 | 156.7 | EA | 0 | 626.78 |  | 0 | 188.04 | 80 | Percent | 0 | Yes | 188.04 | Yes | No | PLM | RFIXP- | DAVID.SO |  | 2023-08-30
FALSE | 138 | BATH | Bath | Toilet seat - Standard grade | 0 | Average | 1 | 43.46 | EA | 0 | 43.46 |  | 0 | 52.16 | 9 | Percent | 0 | Yes | 52.16 | Yes | No | PLM | TLTS- | DAVID.SO |  | 2023-08-30
FALSE | 139 | BATH | Bath | Toilet - Standard grade | 0 | Average | 1 | 438.6 | EA | 0 | 438.6 |  | 0 | 526.32 | 150 | Percent | 0 | Yes | 526.32 | Yes | No | PLM | TLT- | DAVID.SO |  | 2023-08-30
FALSE | 140 | BATH | Bath | Bathtub - Standard grade | 0 | Average | 1 | 807.35 | EA | 0 | 807.35 |  | 0 | 968.83 | 50 | Percent | 0 | Yes | 968.83 | Yes | No | PLM | TUB- | DAVID.SO |  | 2023-08-30
FALSE | 141 | BATH | Bath | Shower curtain rod | 0 | Average | 1 | 35.28 | EA | 0 | 35.28 |  | 0 | 42.34 | 50 | Percent | 0 | Yes | 42.34 | Yes | No | FNH | SROD | DAVID.SO |  | 2023-08-30
FALSE | 142 | BATH | Bath | Tub/shower faucet - Standard grade | 0 | Average | 1 | 286.82 | EA | 0 | 286.82 |  | 0 | 344.18 | 20 | Percent | 0 | Yes | 344.18 | Yes | No | PLM | TSFAU- | DAVID.SO |  | 2023-08-30
FALSE | 143 | BATH | Bath | Ductwork - flexible - non-insulated - 3" round | 0 | Average | 10 | 79.7 | LF | 0 | 7.97 |  | 0 | 95.64 | 30 | Percent | 0 | Yes | 95.64 | Yes | No | HVC | DCTFN3 | DAVID.SO |  | 2023-08-30
FALSE | 144 | BATH | Bath | Bathroom ventilation fan - Standard grade | 0 | Average | 1 | 102.49 | EA | 0 | 102.49 |  | 0 | 122.99 | 10 | Percent | 0 | Yes | 122.99 | Yes | No | HVC | BVENT- | DAVID.SO |  | 2023-08-30
FALSE | 145 | BATH | Bath | Light bar - 4 lights | 0 | Average | 1 | 99.91 | EA | 0 | 99.91 |  | 0 | 119.89 | 20 | Percent | 0 | Yes | 119.89 | Yes | No | LIT | BAR4 | DAVID.SO |  | 2023-08-30
FALSE | 146 | BATH | Bath | Door knob - interior - Standard grade | 0 | Average | 1 | 41.27 | EA | 0 | 41.27 |  | 0 | 49.53 | 20 | Percent | 0 | Yes | 49.53 | Yes | No | FNH | DORH- | DAVID.SO |  | 2023-08-30
FALSE | 147 | BATH | Bath | Paint door slab only - 2 coats (per side) | 0 | Average | 2 | 126.18 | EA | 0 | 63.09 |  | 0 | 151.42 | 15 | Percent | 0 | Yes | 151.42 | Yes | No | PNT | DOR | DAVID.SO |  | 2023-08-30
FALSE | 148 | BATH | Bath | Paint door/window trim & jamb - 2 coats (per side) | 0 | Average | 2 | 106.22 | EA | 0 | 53.11 |  | 0 | 127.46 | 15 | Percent | 0 | Yes | 127.46 | Yes | No | PNT | DORT | DAVID.SO |  | 2023-08-30
FALSE | 149 | BATH | Bath | Interior door unit - Standard grade | 0 | Average | 1 | 302.38 | EA | 0 | 302.38 |  | 0 | 362.86 | 100 | Percent | 0 | Yes | 362.86 | Yes | No | DOR | AV- | DAVID.SO |  | 2023-08-30
FALSE | 150 | BATH | Bath | Ground fault interrupter (GFI) outlet | 0 | Average | 1 | 37.28 | EA | 0 | 37.28 |  | 0 | 44.74 | 10 | Percent | 0 | Yes | 44.74 | Yes | No | ELE | GFI | DAVID.SO |  | 2023-08-30
FALSE | 151 | BATH | Bath | Vanity - Standard grade | 0 | Average | 3 | 478.26 | LF | 0 | 159.42 |  | 0 | 573.92 | 50 | Percent | 0 | Yes | 573.92 | Yes | No | CAB | VAN- | DAVID.SO |  | 2023-08-30
FALSE | 152 | BATH | Bath | 4" backsplash for flat laid countertop | 0 | Average | 3 | 31.26 | LF | 0 | 10.42 |  | 0 | 37.52 | 15 | Percent | 0 | Yes | 37.52 | Yes | No | CAB | CTFSPL4 | DAVID.SO |  | 2023-08-30
FALSE | 153 | BATH | Bath | Countertop - flat laid plastic laminate - Standard grade | 0 | Average | 3 | 122.49 | LF | 0 | 40.83 |  | 0 | 146.99 | 15 | Percent | 0 | Yes | 146.99 | Yes | No | CAB | CTFL- | DAVID.SO |  | 2023-08-30
FALSE | 154 | BATH | Bath | Sink faucet - Bathroom - Standard grade | 0 | Average | 1 | 181.97 | EA | 0 | 181.97 |  | 0 | 218.37 | 20 | Percent | 0 | Yes | 218.37 | Yes | No | PLM | FAUBA- | DAVID.SO |  | 2023-08-30
FALSE | 155 | BATH | Bath | Rough-in plumbing - per fixture - w/PEX - Branch system | 0 | Average | 0.75 | 470.09 | EA | 0 | 626.78 |  | 0 | 564.11 | 80 | Percent | 0 | Yes | 564.11 | Yes | No | PLM | RFIXP- | DAVID.SO |  | 2023-08-30
FALSE | 156 | BATH | Bath | Rough-in plumbing - per fixture - w/PEX - Branch system | 0 | Average | 0.25 | 156.7 | EA | 0 | 626.78 |  | 0 | 188.04 | 80 | Percent | 0 | Yes | 188.04 | Yes | No | PLM | RFIXP- | DAVID.SO |  | 2023-08-30
FALSE | 157 | BATH | Bath | Sink - single - Standard grade | 0 | Average | 1 | 216.66 | EA | 0 | 216.66 |  | 0 | 260 | 50 | Percent | 0 | Yes | 260 | Yes | No | PLM | SNK- | DAVID.SO |  | 2023-08-30
FALSE | 158 | BATH | Bath | Seal/prime (1 coat) then paint (1 coat) the surface area | 0 | Average | 184 | 298.08 | SF | 0 | 1.62 |  | 0 | 357.7 | 15 | Percent | 0 | Yes | 357.7 | Yes | No | PNT | SP | DAVID.SO |  | 2023-08-30
FALSE | 159 | BATH | Bath | 1/2" drywall - hung, taped, floated, ready for paint | 0 | Average | 184 | 618.24 | SF | 0 | 3.36 |  | 0 | 741.88 | 150 | Percent | 0 | Yes | 741.88 | Yes | No | DRY | 1/2 | DAVID.SO |  | 2023-08-30
FALSE | 160 | BATH | Bath | Paint baseboard - one coat | 0 | Average | 11.5 | 18.63 | LF | 0 | 1.62 |  | 0 | 22.35 | 15 | Percent | 0 | Yes | 22.35 | Yes | No | PNT | B | DAVID.SO |  | 2023-08-30
FALSE | 161 | BATH | Bath | Baseboard - 3 1/4" | 0 | Average | 11.5 | 65.9 | LF | 0 | 5.73 |  | 0 | 79.08 | 150 | Percent | 0 | Yes | 79.08 | Yes | No | FNC | B3 | DAVID.SO |  | 2023-08-30
FALSE | 162 | BATH | Bath | 1/2" drywall - hung, taped, floated, ready for paint | 0 | Average | 31.28 | 105.1 | SF | 0 | 3.36 |  | 0 | 126.12 | 150 | Percent | 0 | Yes | 126.12 | Yes | No | DRY | 1/2 | DAVID.SO |  | 2023-08-30
FALSE | 163 | BATH | Bath | Seal the surface area w/latex based stain blocker - one coat | 0 | Average | 31.28 | 33.16 | SF | 0 | 1.06 |  | 0 | 39.8 | 15 | Percent | 0 | Yes | 39.8 | Yes | No | PNT | S | DAVID.SO |  | 2023-08-30
FALSE | 164 | BATH | Bath | Paint the surface area - one coat | 0 | Average | 31.28 | 35.03 | SF | 0 | 1.12 |  | 0 | 42.03 | 15 | Percent | 0 | Yes | 42.03 | Yes | No | PNT | P | DAVID.SO |  | 2023-08-30
FALSE | 165 | BATH | Bath | Vinyl plank flooring | 0 | Average | 6.57 | 42.44 | SF | 0 | 6.46 |  | 0 | 50.92 | 50 | Percent | 0 | Yes | 50.92 | Yes | No | FCV | PLK | DAVID.SO |  | 2023-08-30
FALSE | 166 | BATH | Bath | Vinyl floor covering (sheet goods) - Standard grade | 0 | Average | 7.2 | 24.48 | SF | 0 | 3.4 |  | 0 | 29.38 | 50 | Percent | 0 | Yes | 29.38 | Yes | No | FCV | AV- | DAVID.SO |  | 2023-08-30
FALSE | 167 | BATH | Bath | Snaplock Laminate - simulated wood flooring | 0 | Average | 6.26 | 39 | SF | 0 | 6.23 |  | 0 | 46.8 | 25 | Percent | 0 | Yes | 46.8 | Yes | No | FCW | LAM | DAVID.SO |  | 2023-08-30
FALSE | 168 | BATH | Bath | Sand & finish wood floor (natural finish) | 0 | Average | 6.26 | 26.67 | SF | 0 | 4.26 |  | 0 | 32.01 | 10 | Percent | 0 | Yes | 32.01 | Yes | No | FCW | FIN | DAVID.SO |  | 2023-08-30
FALSE | 169 | BATH | Bath | Oak flooring - #1 common - no finish | 0 | Average | 6.26 | 60.03 | SF | 0 | 9.59 |  | 0 | 72.03 | 150 | Percent | 0 | Yes | 72.03 | Yes | No | FCW | AV | DAVID.SO |  | 2023-08-30
FALSE | 170 | BATH | Bath | Carpet pad - Standard grade | 0 | Average | 7.2 | 4.1 | SF | 0 | 0.57 |  | 0 | 4.92 | 10 | Percent | 0 | Yes | 4.92 | Yes | No | FCC | PAD- | DAVID.SO |  | 2023-08-30
FALSE | 171 | BATH | Bath | Carpet - Standard grade | 0 | Average | 7.2 | 25.2 | SF | 0 | 3.5 |  | 0 | 30.24 | 10 | Percent | 0 | Yes | 30.24 | Yes | No | FCC | AV- | DAVID.SO |  | 2023-08-30
FALSE | 172 | BATH3 | Bath3 | Mortar bed for tile | 0 | Average | 50 | 616.5 | SF | 0 | 12.33 |  | 0 | 739.8 | 150 | Percent | 0 | Yes | 739.8 | Yes | No | TIL | BMUD | DAVID.SO |  | 2023-08-30
FALSE | 173 | BATH3 | Bath3 | Tile tub surround - up to 60 SF | 0 | Average | 1 | 1483.99 | EA | 0 | 1483.99 |  | 0 | 1780.79 | 150 | Percent | 0 | Yes | 1780.79 | Yes | No | TIL | TUB | DAVID.SO |  | 2023-08-30
FALSE | 174 | BATH3 | Bath3 | Towel ring - Standard grade | 0 | Average | 1 | 28.32 | EA | 0 | 28.32 |  | 0 | 33.98 | 50 | Percent | 0 | Yes | 33.98 | Yes | No | FNH | TR- | DAVID.SO |  | 2023-08-30
FALSE | 175 | BATH3 | Bath3 | Toilet paper holder - Standard grade | 0 | Average | 1 | 25.69 | EA | 0 | 25.69 |  | 0 | 30.83 | 50 | Percent | 0 | Yes | 30.83 | Yes | No | FNH | TP- | DAVID.SO |  | 2023-08-30
FALSE | 176 | BATH3 | Bath3 | Towel bar - Standard grade | 0 | Average | 1 | 26.68 | EA | 0 | 26.68 |  | 0 | 32.02 | 50 | Percent | 0 | Yes | 32.02 | Yes | No | FNH | TBAR- | DAVID.SO |  | 2023-08-30
FALSE | 177 | BATH3 | Bath3 | Seal & paint wood shelving, 12"- 24" width | 0 | Average | 10 | 77.3 | LF | 0 | 7.73 |  | 0 | 92.76 | 15 | Percent | 0 | Yes | 92.76 | Yes | No | PNT | SHW | DAVID.SO |  | 2023-08-30
FALSE | 178 | BATH3 | Bath3 | Shelving - 16" - in place | 0 | Average | 10 | 128.2 | LF | 0 | 12.82 |  | 0 | 153.84 | 150 | Percent | 0 | Yes | 153.84 | Yes | No | FNC | SH16 | DAVID.SO |  | 2023-08-30
FALSE | 179 | BATH3 | Bath3 | Outlet | 0 | Average | 2 | 32.16 | EA | 0 | 16.08 |  | 0 | 38.6 | 25 | Percent | 0 | Yes | 38.6 | Yes | No | ELE | OS | DAVID.SO |  | 2023-08-30
FALSE | 180 | BATH3 | Bath3 | Mirror - 1/4" plate glass | 0 | Average | 6 | 114.06 | SF | 0 | 19.01 |  | 0 | 136.88 | 40 | Percent | 0 | Yes | 136.88 | Yes | No | MSD | AV | DAVID.SO |  | 2023-08-30
FALSE | 181 | BATH3 | Bath3 | Rough-in plumbing - per fixture - w/PEX - Branch system | 0 | Average | 0.75 | 470.09 | EA | 0 | 626.78 |  | 0 | 564.11 | 80 | Percent | 0 | Yes | 564.11 | Yes | No | PLM | RFIXP- | DAVID.SO |  | 2023-08-30
FALSE | 182 | BATH3 | Bath3 | Rough-in plumbing - per fixture - w/PEX - Branch system | 0 | Average | 0.75 | 470.09 | EA | 0 | 626.78 |  | 0 | 564.11 | 80 | Percent | 0 | Yes | 564.11 | Yes | No | PLM | RFIXP- | DAVID.SO |  | 2023-08-30
FALSE | 183 | BATH3 | Bath3 | Rough-in plumbing - per fixture - w/PEX - Branch system | 0 | Average | 0.25 | 156.7 | EA | 0 | 626.78 |  | 0 | 188.04 | 80 | Percent | 0 | Yes | 188.04 | Yes | No | PLM | RFIXP- | DAVID.SO |  | 2023-08-30
FALSE | 184 | BATH3 | Bath3 | Rough-in plumbing - per fixture - w/PEX - Branch system | 0 | Average | 0.25 | 156.7 | EA | 0 | 626.78 |  | 0 | 188.04 | 80 | Percent | 0 | Yes | 188.04 | Yes | No | PLM | RFIXP- | DAVID.SO |  | 2023-08-30
FALSE | 185 | BATH3 | Bath3 | Toilet seat - Standard grade | 0 | Average | 1 | 43.46 | EA | 0 | 43.46 |  | 0 | 52.16 | 9 | Percent | 0 | Yes | 52.16 | Yes | No | PLM | TLTS- | DAVID.SO |  | 2023-08-30
FALSE | 186 | BATH3 | Bath3 | Toilet - Standard grade | 0 | Average | 1 | 438.6 | EA | 0 | 438.6 |  | 0 | 526.32 | 150 | Percent | 0 | Yes | 526.32 | Yes | No | PLM | TLT- | DAVID.SO |  | 2023-08-30
FALSE | 187 | BATH3 | Bath3 | Bathtub - Standard grade | 0 | Average | 1 | 807.35 | EA | 0 | 807.35 |  | 0 | 968.83 | 50 | Percent | 0 | Yes | 968.83 | Yes | No | PLM | TUB- | DAVID.SO |  | 2023-08-30
FALSE | 188 | BATH3 | Bath3 | Shower curtain rod | 0 | Average | 1 | 35.28 | EA | 0 | 35.28 |  | 0 | 42.34 | 50 | Percent | 0 | Yes | 42.34 | Yes | No | FNH | SROD | DAVID.SO |  | 2023-08-30
FALSE | 189 | BATH3 | Bath3 | Tub/shower faucet - Standard grade | 0 | Average | 1 | 286.82 | EA | 0 | 286.82 |  | 0 | 344.18 | 20 | Percent | 0 | Yes | 344.18 | Yes | No | PLM | TSFAU- | DAVID.SO |  | 2023-08-30
FALSE | 190 | BATH3 | Bath3 | Ductwork - flexible - non-insulated - 3" round | 0 | Average | 10 | 79.7 | LF | 0 | 7.97 |  | 0 | 95.64 | 30 | Percent | 0 | Yes | 95.64 | Yes | No | HVC | DCTFN3 | DAVID.SO |  | 2023-08-30
FALSE | 191 | BATH3 | Bath3 | Bathroom ventilation fan - Standard grade | 0 | Average | 1 | 102.49 | EA | 0 | 102.49 |  | 0 | 122.99 | 10 | Percent | 0 | Yes | 122.99 | Yes | No | HVC | BVENT- | DAVID.SO |  | 2023-08-30
FALSE | 192 | BATH3 | Bath3 | Light bar - 4 lights | 0 | Average | 1 | 99.91 | EA | 0 | 99.91 |  | 0 | 119.89 | 20 | Percent | 0 | Yes | 119.89 | Yes | No | LIT | BAR4 | DAVID.SO |  | 2023-08-30
FALSE | 193 | BATH3 | Bath3 | Door knob - interior - Standard grade | 0 | Average | 1 | 41.27 | EA | 0 | 41.27 |  | 0 | 49.53 | 20 | Percent | 0 | Yes | 49.53 | Yes | No | FNH | DORH- | DAVID.SO |  | 2023-08-30
FALSE | 194 | BATH3 | Bath3 | Paint door slab only - 2 coats (per side) | 0 | Average | 2 | 126.18 | EA | 0 | 63.09 |  | 0 | 151.42 | 15 | Percent | 0 | Yes | 151.42 | Yes | No | PNT | DOR | DAVID.SO |  | 2023-08-30
FALSE | 195 | BATH3 | Bath3 | Paint door/window trim & jamb - 2 coats (per side) | 0 | Average | 2 | 106.22 | EA | 0 | 53.11 |  | 0 | 127.46 | 15 | Percent | 0 | Yes | 127.46 | Yes | No | PNT | DORT | DAVID.SO |  | 2023-08-30
FALSE | 196 | BATH3 | Bath3 | Interior door unit - Standard grade | 0 | Average | 1 | 302.38 | EA | 0 | 302.38 |  | 0 | 362.86 | 100 | Percent | 0 | Yes | 362.86 | Yes | No | DOR | AV- | DAVID.SO |  | 2023-08-30
FALSE | 197 | BATH3 | Bath3 | Ground fault interrupter (GFI) outlet | 0 | Average | 1 | 37.28 | EA | 0 | 37.28 |  | 0 | 44.74 | 10 | Percent | 0 | Yes | 44.74 | Yes | No | ELE | GFI | DAVID.SO |  | 2023-08-30
FALSE | 198 | BATH3 | Bath3 | Vanity - Standard grade | 0 | Average | 3 | 478.26 | LF | 0 | 159.42 |  | 0 | 573.92 | 50 | Percent | 0 | Yes | 573.92 | Yes | No | CAB | VAN- | DAVID.SO |  | 2023-08-30
FALSE | 199 | BATH3 | Bath3 | 4" backsplash for flat laid countertop | 0 | Average | 3 | 31.26 | LF | 0 | 10.42 |  | 0 | 37.52 | 15 | Percent | 0 | Yes | 37.52 | Yes | No | CAB | CTFSPL4 | DAVID.SO |  | 2023-08-30
FALSE | 200 | BATH3 | Bath3 | Countertop - flat laid plastic laminate - Standard grade | 0 | Average | 3 | 122.49 | LF | 0 | 40.83 |  | 0 | 146.99 | 15 | Percent | 0 | Yes | 146.99 | Yes | No | CAB | CTFL- | DAVID.SO |  | 2023-08-30
FALSE | 201 | BATH3 | Bath3 | Sink faucet - Bathroom - Standard grade | 0 | Average | 1 | 181.97 | EA | 0 | 181.97 |  | 0 | 218.37 | 20 | Percent | 0 | Yes | 218.37 | Yes | No | PLM | FAUBA- | DAVID.SO |  | 2023-08-30
FALSE | 202 | BATH3 | Bath3 | Rough-in plumbing - per fixture - w/PEX - Branch system | 0 | Average | 0.75 | 470.09 | EA | 0 | 626.78 |  | 0 | 564.11 | 80 | Percent | 0 | Yes | 564.11 | Yes | No | PLM | RFIXP- | DAVID.SO |  | 2023-08-30
FALSE | 203 | BATH3 | Bath3 | Rough-in plumbing - per fixture - w/PEX - Branch system | 0 | Average | 0.25 | 156.7 | EA | 0 | 626.78 |  | 0 | 188.04 | 80 | Percent | 0 | Yes | 188.04 | Yes | No | PLM | RFIXP- | DAVID.SO |  | 2023-08-30
FALSE | 204 | BATH3 | Bath3 | Sink - single - Standard grade | 0 | Average | 1 | 216.66 | EA | 0 | 216.66 |  | 0 | 260 | 50 | Percent | 0 | Yes | 260 | Yes | No | PLM | SNK- | DAVID.SO |  | 2023-08-30
FALSE | 205 | BATH3 | Bath3 | Seal/prime (1 coat) then paint (1 coat) the surface area | 0 | Average | 184 | 298.08 | SF | 0 | 1.62 |  | 0 | 357.7 | 15 | Percent | 0 | Yes | 357.7 | Yes | No | PNT | SP | DAVID.SO |  | 2023-08-30
FALSE | 206 | BATH3 | Bath3 | 1/2" drywall - hung, taped, floated, ready for paint | 0 | Average | 184 | 618.24 | SF | 0 | 3.36 |  | 0 | 741.88 | 150 | Percent | 0 | Yes | 741.88 | Yes | No | DRY | 1/2 | DAVID.SO |  | 2023-08-30
FALSE | 207 | BATH3 | Bath3 | Paint baseboard - one coat | 0 | Average | 11.5 | 18.63 | LF | 0 | 1.62 |  | 0 | 22.35 | 15 | Percent | 0 | Yes | 22.35 | Yes | No | PNT | B | DAVID.SO |  | 2023-08-30
FALSE | 208 | BATH3 | Bath3 | Baseboard - 3 1/4" | 0 | Average | 11.5 | 65.9 | LF | 0 | 5.73 |  | 0 | 79.08 | 150 | Percent | 0 | Yes | 79.08 | Yes | No | FNC | B3 | DAVID.SO |  | 2023-08-30
FALSE | 209 | BATH3 | Bath3 | 1/2" drywall - hung, taped, floated, ready for paint | 0 | Average | 31.28 | 105.1 | SF | 0 | 3.36 |  | 0 | 126.12 | 150 | Percent | 0 | Yes | 126.12 | Yes | No | DRY | 1/2 | DAVID.SO |  | 2023-08-30
FALSE | 210 | BATH3 | Bath3 | Seal the surface area w/latex based stain blocker - one coat | 0 | Average | 31.28 | 33.16 | SF | 0 | 1.06 |  | 0 | 39.8 | 15 | Percent | 0 | Yes | 39.8 | Yes | No | PNT | S | DAVID.SO |  | 2023-08-30
FALSE | 211 | BATH3 | Bath3 | Paint the surface area - one coat | 0 | Average | 31.28 | 35.03 | SF | 0 | 1.12 |  | 0 | 42.03 | 15 | Percent | 0 | Yes | 42.03 | Yes | No | PNT | P | DAVID.SO |  | 2023-08-30
FALSE | 212 | BATH3 | Bath3 | Vinyl plank flooring | 0 | Average | 6.57 | 42.44 | SF | 0 | 6.46 |  | 0 | 50.92 | 50 | Percent | 0 | Yes | 50.92 | Yes | No | FCV | PLK | DAVID.SO |  | 2023-08-30
FALSE | 213 | BATH3 | Bath3 | Vinyl floor covering (sheet goods) - Standard grade | 0 | Average | 7.2 | 24.48 | SF | 0 | 3.4 |  | 0 | 29.38 | 50 | Percent | 0 | Yes | 29.38 | Yes | No | FCV | AV- | DAVID.SO |  | 2023-08-30
FALSE | 214 | BATH3 | Bath3 | Snaplock Laminate - simulated wood flooring | 0 | Average | 6.26 | 39 | SF | 0 | 6.23 |  | 0 | 46.8 | 25 | Percent | 0 | Yes | 46.8 | Yes | No | FCW | LAM | DAVID.SO |  | 2023-08-30
FALSE | 215 | BATH3 | Bath3 | Sand & finish wood floor (natural finish) | 0 | Average | 6.26 | 26.67 | SF | 0 | 4.26 |  | 0 | 32.01 | 10 | Percent | 0 | Yes | 32.01 | Yes | No | FCW | FIN | DAVID.SO |  | 2023-08-30
FALSE | 216 | BATH3 | Bath3 | Oak flooring - #1 common - no finish | 0 | Average | 6.26 | 60.03 | SF | 0 | 9.59 |  | 0 | 72.03 | 150 | Percent | 0 | Yes | 72.03 | Yes | No | FCW | AV | DAVID.SO |  | 2023-08-30
FALSE | 217 | BATH3 | Bath3 | Carpet pad - Standard grade | 0 | Average | 7.2 | 4.1 | SF | 0 | 0.57 |  | 0 | 4.92 | 10 | Percent | 0 | Yes | 4.92 | Yes | No | FCC | PAD- | DAVID.SO |  | 2023-08-30
FALSE | 218 | BATH3 | Bath3 | Carpet - Standard grade | 0 | Average | 7.2 | 25.2 | SF | 0 | 3.5 |  | 0 | 30.24 | 10 | Percent | 0 | Yes | 30.24 | Yes | No | FCC | AV- | DAVID.SO |  | 2023-08-30
FALSE | 219 | FAMILYROOM | FamilyRoom | Outlet | 0 | Average | 6 | 96.48 | EA | 0 | 16.08 |  | 0 | 115.78 | 25 | Percent | 0 | Yes | 115.78 | Yes | No | ELE | OS | DAVID.SO |  | 2023-08-30
FALSE | 220 | FAMILYROOM | FamilyRoom | Light fixture - Standard grade | 0 | Average | 1 | 55.73 | EA | 0 | 55.73 |  | 0 | 66.87 | 20 | Percent | 0 | Yes | 66.87 | Yes | No | LIT | AV- | DAVID.SO |  | 2023-08-30
FALSE | 221 | FAMILYROOM | FamilyRoom | Seal/prime (1 coat) then paint (1 coat) the surface area | 0 | Average | 341.33 | 552.95 | SF | 0 | 1.62 |  | 0 | 663.55 | 15 | Percent | 0 | Yes | 663.55 | Yes | No | PNT | SP | DAVID.SO |  | 2023-08-30
FALSE | 222 | FAMILYROOM | FamilyRoom | 1/2" drywall - hung, taped, floated, ready for paint | 0 | Average | 341.33 | 1146.87 | SF | 0 | 3.36 |  | 0 | 1376.25 | 150 | Percent | 0 | Yes | 1376.25 | Yes | No | DRY | 1/2 | DAVID.SO |  | 2023-08-30
FALSE | 223 | FAMILYROOM | FamilyRoom | Paint baseboard - one coat | 0 | Average | 42.67 | 69.13 | LF | 0 | 1.62 |  | 0 | 82.95 | 15 | Percent | 0 | Yes | 82.95 | Yes | No | PNT | B | DAVID.SO |  | 2023-08-30
FALSE | 224 | FAMILYROOM | FamilyRoom | Baseboard - 3 1/4" | 0 | Average | 42.67 | 244.5 | LF | 0 | 5.73 |  | 0 | 293.4 | 150 | Percent | 0 | Yes | 293.4 | Yes | No | FNC | B3 | DAVID.SO |  | 2023-08-30
FALSE | 225 | FAMILYROOM | FamilyRoom | 1/2" drywall - hung, taped, floated, ready for paint | 0 | Average | 110.72 | 372.02 | SF | 0 | 3.36 |  | 0 | 446.42 | 150 | Percent | 0 | Yes | 446.42 | Yes | No | DRY | 1/2 | DAVID.SO |  | 2023-08-30
FALSE | 226 | FAMILYROOM | FamilyRoom | Seal the surface area w/latex based stain blocker - one coat | 0 | Average | 110.72 | 117.36 | SF | 0 | 1.06 |  | 0 | 140.84 | 15 | Percent | 0 | Yes | 140.84 | Yes | No | PNT | S | DAVID.SO |  | 2023-08-30
FALSE | 227 | FAMILYROOM | FamilyRoom | Paint the surface area - one coat | 0 | Average | 110.72 | 124.01 | SF | 0 | 1.12 |  | 0 | 148.81 | 15 | Percent | 0 | Yes | 148.81 | Yes | No | PNT | P | DAVID.SO |  | 2023-08-30
FALSE | 228 | FAMILYROOM | FamilyRoom | Vinyl plank flooring | 0 | Average | 23.25 | 150.2 | SF | 0 | 6.46 |  | 0 | 180.24 | 50 | Percent | 0 | Yes | 180.24 | Yes | No | FCV | PLK | DAVID.SO |  | 2023-08-30
FALSE | 229 | FAMILYROOM | FamilyRoom | Vinyl floor covering (sheet goods) - Standard grade | 0 | Average | 25.46 | 86.56 | SF | 0 | 3.4 |  | 0 | 103.88 | 50 | Percent | 0 | Yes | 103.88 | Yes | No | FCV | AV- | DAVID.SO |  | 2023-08-30
FALSE | 230 | FAMILYROOM | FamilyRoom | Snaplock Laminate - simulated wood flooring | 0 | Average | 22.14 | 137.93 | SF | 0 | 6.23 |  | 0 | 165.51 | 25 | Percent | 0 | Yes | 165.51 | Yes | No | FCW | LAM | DAVID.SO |  | 2023-08-30
FALSE | 231 | FAMILYROOM | FamilyRoom | Sand & finish wood floor (natural finish) | 0 | Average | 22.14 | 94.32 | SF | 0 | 4.26 |  | 0 | 113.18 | 10 | Percent | 0 | Yes | 113.18 | Yes | No | FCW | FIN | DAVID.SO |  | 2023-08-30
FALSE | 232 | FAMILYROOM | FamilyRoom | Oak flooring - #1 common - no finish | 0 | Average | 22.14 | 212.32 | SF | 0 | 9.59 |  | 0 | 254.78 | 150 | Percent | 0 | Yes | 254.78 | Yes | No | FCW | AV | DAVID.SO |  | 2023-08-30
FALSE | 233 | FAMILYROOM | FamilyRoom | Carpet pad - Standard grade | 0 | Average | 25.46 | 14.51 | SF | 0 | 0.57 |  | 0 | 17.41 | 10 | Percent | 0 | Yes | 17.41 | Yes | No | FCC | PAD- | DAVID.SO |  | 2023-08-30
FALSE | 234 | FAMILYROOM | FamilyRoom | Carpet - Standard grade | 0 | Average | 25.46 | 89.11 | SF | 0 | 3.5 |  | 0 | 106.93 | 10 | Percent | 0 | Yes | 106.93 | Yes | No | FCC | AV- | DAVID.SO |  | 2023-08-30
FALSE | 235 | BEDROOM | Bedroom | Smoke detector - Standard grade | 0 | Average | 1 | 44.87 | EA | 0 | 44.87 |  | 0 | 53.85 | 10 | Percent | 0 | Yes | 53.85 | Yes | No | ELE | SMOKE- | DAVID.SO |  | 2023-08-30
FALSE | 236 | BEDROOM | Bedroom | Seal & paint wood shelving, 12"- 24" width | 0 | Average | 4 | 30.92 | LF | 0 | 7.73 |  | 0 | 37.1 | 15 | Percent | 0 | Yes | 37.1 | Yes | No | PNT | SHW | DAVID.SO |  | 2023-08-30
FALSE | 237 | BEDROOM | Bedroom | Shelving - 16" - in place | 0 | Average | 4 | 51.28 | LF | 0 | 12.82 |  | 0 | 61.54 | 150 | Percent | 0 | Yes | 61.54 | Yes | No | FNC | SH16 | DAVID.SO |  | 2023-08-30
FALSE | 238 | BEDROOM | Bedroom | Closet rod | 0 | Average | 4 | 22.08 | LF | 0 | 5.52 |  | 0 | 26.5 | 150 | Percent | 0 | Yes | 26.5 | Yes | No | FNC | CLROD | DAVID.SO |  | 2023-08-30
FALSE | 239 | BEDROOM | Bedroom | Outlet | 0 | Average | 5 | 80.4 | EA | 0 | 16.08 |  | 0 | 96.48 | 25 | Percent | 0 | Yes | 96.48 | Yes | No | ELE | OS | DAVID.SO |  | 2023-08-30
FALSE | 240 | BEDROOM | Bedroom | Light fixture - Standard grade | 0 | Average | 1 | 55.73 | EA | 0 | 55.73 |  | 0 | 66.87 | 20 | Percent | 0 | Yes | 66.87 | Yes | No | LIT | AV- | DAVID.SO |  | 2023-08-30
FALSE | 241 | BEDROOM | Bedroom | Door knob - interior | 0 | Average | 1 | 49.09 | EA | 0 | 49.09 |  | 0 | 58.91 | 20 | Percent | 0 | Yes | 58.91 | Yes | No | FNH | DORH | DAVID.SO |  | 2023-08-30
FALSE | 242 | BEDROOM | Bedroom | Paint bifold door set - slab only - 2 coats (per side) | 0 | Average | 2 | 166.64 | EA | 0 | 83.32 |  | 0 | 199.96 | 15 | Percent | 0 | Yes | 199.96 | Yes | No | PNT | BF | DAVID.SO |  | 2023-08-30
FALSE | 243 | BEDROOM | Bedroom | Bifold door set - lauan/mahogany - Double | 0 | Average | 1 | 403.94 | EA | 0 | 403.94 |  | 0 | 484.72 | 100 | Percent | 0 | Yes | 484.72 | Yes | No | DOR | BF- | DAVID.SO |  | 2023-08-30
FALSE | 244 | BEDROOM | Bedroom | Paint door slab only - 2 coats (per side) | 0 | Average | 2 | 126.18 | EA | 0 | 63.09 |  | 0 | 151.42 | 15 | Percent | 0 | Yes | 151.42 | Yes | No | PNT | DOR | DAVID.SO |  | 2023-08-30
FALSE | 245 | BEDROOM | Bedroom | Paint door/window trim & jamb - 2 coats (per side) | 0 | Average | 2 | 106.22 | EA | 0 | 53.11 |  | 0 | 127.46 | 15 | Percent | 0 | Yes | 127.46 | Yes | No | PNT | DORT | DAVID.SO |  | 2023-08-30
FALSE | 246 | BEDROOM | Bedroom | Interior door unit | 0 | Average | 1 | 411.12 | EA | 0 | 411.12 |  | 0 | 493.34 | 100 | Percent | 0 | Yes | 493.34 | Yes | No | DOR | AV | DAVID.SO |  | 2023-08-30
FALSE | 247 | BEDROOM | Bedroom | Seal/prime (1 coat) then paint (1 coat) the surface area | 0 | Average | 285.33 | 462.23 | SF | 0 | 1.62 |  | 0 | 554.67 | 15 | Percent | 0 | Yes | 554.67 | Yes | No | PNT | SP | DAVID.SO |  | 2023-08-30
FALSE | 248 | BEDROOM | Bedroom | 1/2" drywall - hung, taped, floated, ready for paint | 0 | Average | 285.33 | 958.71 | SF | 0 | 3.36 |  | 0 | 1150.45 | 150 | Percent | 0 | Yes | 1150.45 | Yes | No | DRY | 1/2 | DAVID.SO |  | 2023-08-30
FALSE | 249 | BEDROOM | Bedroom | Paint baseboard - one coat | 0 | Average | 35.67 | 57.79 | LF | 0 | 1.62 |  | 0 | 69.35 | 15 | Percent | 0 | Yes | 69.35 | Yes | No | PNT | B | DAVID.SO |  | 2023-08-30
FALSE | 250 | BEDROOM | Bedroom | Baseboard - 3 1/4" | 0 | Average | 35.67 | 204.39 | LF | 0 | 5.73 |  | 0 | 245.27 | 150 | Percent | 0 | Yes | 245.27 | Yes | No | FNC | B3 | DAVID.SO |  | 2023-08-30
FALSE | 251 | BEDROOM | Bedroom | 1/2" drywall - hung, taped, floated, ready for paint | 0 | Average | 79.51 | 267.15 | SF | 0 | 3.36 |  | 0 | 320.59 | 150 | Percent | 0 | Yes | 320.59 | Yes | No | DRY | 1/2 | DAVID.SO |  | 2023-08-30
FALSE | 252 | BEDROOM | Bedroom | Seal the surface area w/latex based stain blocker - one coat | 0 | Average | 79.51 | 84.28 | SF | 0 | 1.06 |  | 0 | 101.14 | 15 | Percent | 0 | Yes | 101.14 | Yes | No | PNT | S | DAVID.SO |  | 2023-08-30
FALSE | 253 | BEDROOM | Bedroom | Paint the surface area - one coat | 0 | Average | 79.51 | 89.05 | SF | 0 | 1.12 |  | 0 | 106.87 | 15 | Percent | 0 | Yes | 106.87 | Yes | No | PNT | P | DAVID.SO |  | 2023-08-30
FALSE | 254 | BEDROOM | Bedroom | Vinyl plank flooring | 0 | Average | 16.7 | 107.88 | SF | 0 | 6.46 |  | 0 | 129.46 | 50 | Percent | 0 | Yes | 129.46 | Yes | No | FCV | PLK | DAVID.SO |  | 2023-08-30
FALSE | 255 | BEDROOM | Bedroom | Vinyl floor covering (sheet goods) - Standard grade | 0 | Average | 18.29 | 62.19 | SF | 0 | 3.4 |  | 0 | 74.63 | 50 | Percent | 0 | Yes | 74.63 | Yes | No | FCV | AV- | DAVID.SO |  | 2023-08-30
FALSE | 256 | BEDROOM | Bedroom | Snaplock Laminate - simulated wood flooring | 0 | Average | 15.9 | 99.06 | SF | 0 | 6.23 |  | 0 | 118.88 | 25 | Percent | 0 | Yes | 118.88 | Yes | No | FCW | LAM | DAVID.SO |  | 2023-08-30
FALSE | 257 | BEDROOM | Bedroom | Sand & finish wood floor (natural finish) | 0 | Average | 15.9 | 67.73 | SF | 0 | 4.26 |  | 0 | 81.27 | 10 | Percent | 0 | Yes | 81.27 | Yes | No | FCW | FIN | DAVID.SO |  | 2023-08-30
FALSE | 258 | BEDROOM | Bedroom | Oak flooring - #1 common - no finish | 0 | Average | 15.9 | 152.48 | SF | 0 | 9.59 |  | 0 | 182.98 | 150 | Percent | 0 | Yes | 182.98 | Yes | No | FCW | AV | DAVID.SO |  | 2023-08-30
FALSE | 259 | BEDROOM | Bedroom | Carpet pad - Standard grade | 0 | Average | 18.29 | 10.43 | SF | 0 | 0.57 |  | 0 | 12.51 | 10 | Percent | 0 | Yes | 12.51 | Yes | No | FCC | PAD- | DAVID.SO |  | 2023-08-30
FALSE | 260 | BEDROOM | Bedroom | Carpet - Standard grade | 0 | Average | 18.29 | 64.02 | SF | 0 | 3.5 |  | 0 | 76.82 | 10 | Percent | 0 | Yes | 76.82 | Yes | No | FCC | AV- | DAVID.SO |  | 2023-08-30
FALSE | 261 | NOOK | Nook | Outlet | 0 | Average | 4 | 64.32 | EA | 0 | 16.08 |  | 0 | 77.18 | 25 | Percent | 0 | Yes | 77.18 | Yes | No | ELE | OS | DAVID.SO |  | 2023-08-30
FALSE | 262 | NOOK | Nook | Light fixture - Standard grade | 0 | Average | 1 | 55.73 | EA | 0 | 55.73 |  | 0 | 66.87 | 20 | Percent | 0 | Yes | 66.87 | Yes | No | LIT | AV- | DAVID.SO |  | 2023-08-30
FALSE | 263 | NOOK | Nook | Seal/prime (1 coat) then paint (1 coat) the surface area | 0 | Average | 285.33 | 462.23 | SF | 0 | 1.62 |  | 0 | 554.67 | 15 | Percent | 0 | Yes | 554.67 | Yes | No | PNT | SP | DAVID.SO |  | 2023-08-30
FALSE | 264 | NOOK | Nook | 1/2" drywall - hung, taped, floated, ready for paint | 0 | Average | 285.33 | 958.71 | SF | 0 | 3.36 |  | 0 | 1150.45 | 150 | Percent | 0 | Yes | 1150.45 | Yes | No | DRY | 1/2 | DAVID.SO |  | 2023-08-30
FALSE | 265 | NOOK | Nook | Paint baseboard - one coat | 0 | Average | 35.67 | 57.79 | LF | 0 | 1.62 |  | 0 | 69.35 | 15 | Percent | 0 | Yes | 69.35 | Yes | No | PNT | B | DAVID.SO |  | 2023-08-30
FALSE | 266 | NOOK | Nook | Baseboard - 3 1/4" | 0 | Average | 35.67 | 204.39 | LF | 0 | 5.73 |  | 0 | 245.27 | 150 | Percent | 0 | Yes | 245.27 | Yes | No | FNC | B3 | DAVID.SO |  | 2023-08-30
FALSE | 267 | NOOK | Nook | 1/2" drywall - hung, taped, floated, ready for paint | 0 | Average | 79.51 | 267.15 | SF | 0 | 3.36 |  | 0 | 320.59 | 150 | Percent | 0 | Yes | 320.59 | Yes | No | DRY | 1/2 | DAVID.SO |  | 2023-08-30
FALSE | 268 | NOOK | Nook | Seal the surface area w/latex based stain blocker - one coat | 0 | Average | 79.51 | 84.28 | SF | 0 | 1.06 |  | 0 | 101.14 | 15 | Percent | 0 | Yes | 101.14 | Yes | No | PNT | S | DAVID.SO |  | 2023-08-30
FALSE | 269 | NOOK | Nook | Paint the surface area - one coat | 0 | Average | 79.51 | 89.05 | SF | 0 | 1.12 |  | 0 | 106.87 | 15 | Percent | 0 | Yes | 106.87 | Yes | No | PNT | P | DAVID.SO |  | 2023-08-30
FALSE | 270 | NOOK | Nook | Vinyl plank flooring | 0 | Average | 16.7 | 107.88 | SF | 0 | 6.46 |  | 0 | 129.46 | 50 | Percent | 0 | Yes | 129.46 | Yes | No | FCV | PLK | DAVID.SO |  | 2023-08-30
FALSE | 271 | NOOK | Nook | Vinyl floor covering (sheet goods) - Standard grade | 0 | Average | 18.29 | 62.19 | SF | 0 | 3.4 |  | 0 | 74.63 | 50 | Percent | 0 | Yes | 74.63 | Yes | No | FCV | AV- | DAVID.SO |  | 2023-08-30
FALSE | 272 | NOOK | Nook | Snaplock Laminate - simulated wood flooring | 0 | Average | 15.9 | 99.06 | SF | 0 | 6.23 |  | 0 | 118.88 | 25 | Percent | 0 | Yes | 118.88 | Yes | No | FCW | LAM | DAVID.SO |  | 2023-08-30
FALSE | 273 | NOOK | Nook | Sand & finish wood floor (natural finish) | 0 | Average | 15.9 | 67.73 | SF | 0 | 4.26 |  | 0 | 81.27 | 10 | Percent | 0 | Yes | 81.27 | Yes | No | FCW | FIN | DAVID.SO |  | 2023-08-30
FALSE | 274 | NOOK | Nook | Oak flooring - #1 common - no finish | 0 | Average | 15.9 | 152.48 | SF | 0 | 9.59 |  | 0 | 182.98 | 150 | Percent | 0 | Yes | 182.98 | Yes | No | FCW | AV | DAVID.SO |  | 2023-08-30
FALSE | 275 | NOOK | Nook | Carpet pad - Standard grade | 0 | Average | 18.29 | 10.43 | SF | 0 | 0.57 |  | 0 | 12.51 | 10 | Percent | 0 | Yes | 12.51 | Yes | No | FCC | PAD- | DAVID.SO |  | 2023-08-30
FALSE | 276 | NOOK | Nook | Carpet - Standard grade | 0 | Average | 18.29 | 64.02 | SF | 0 | 3.5 |  | 0 | 76.82 | 10 | Percent | 0 | Yes | 76.82 | Yes | No | FCC | AV- | DAVID.SO |  | 2023-08-30
FALSE | 277 | LIVINGROOM | LivingRoom | Outlet | 0 | Average | 6 | 96.48 | EA | 0 | 16.08 |  | 0 | 115.78 | 25 | Percent | 0 | Yes | 115.78 | Yes | No | ELE | OS | DAVID.SO |  | 2023-08-30
FALSE | 278 | LIVINGROOM | LivingRoom | Light fixture - Standard grade | 0 | Average | 1 | 55.73 | EA | 0 | 55.73 |  | 0 | 66.87 | 20 | Percent | 0 | Yes | 66.87 | Yes | No | LIT | AV- | DAVID.SO |  | 2023-08-30
FALSE | 279 | LIVINGROOM | LivingRoom | Seal/prime (1 coat) then paint (1 coat) the surface area | 0 | Average | 482.67 | 781.93 | SF | 0 | 1.62 |  | 0 | 938.31 | 15 | Percent | 0 | Yes | 938.31 | Yes | No | PNT | SP | DAVID.SO |  | 2023-08-30
FALSE | 280 | LIVINGROOM | LivingRoom | 1/2" drywall - hung, taped, floated, ready for paint | 0 | Average | 482.67 | 1621.77 | SF | 0 | 3.36 |  | 0 | 1946.13 | 150 | Percent | 0 | Yes | 1946.13 | Yes | No | DRY | 1/2 | DAVID.SO |  | 2023-08-30
FALSE | 281 | LIVINGROOM | LivingRoom | Paint baseboard - one coat | 0 | Average | 60.33 | 97.73 | LF | 0 | 1.62 |  | 0 | 117.27 | 15 | Percent | 0 | Yes | 117.27 | Yes | No | PNT | B | DAVID.SO |  | 2023-08-30
FALSE | 282 | LIVINGROOM | LivingRoom | Baseboard - 3 1/4" | 0 | Average | 60.33 | 345.69 | LF | 0 | 5.73 |  | 0 | 414.83 | 150 | Percent | 0 | Yes | 414.83 | Yes | No | FNC | B3 | DAVID.SO |  | 2023-08-30
FALSE | 283 | LIVINGROOM | LivingRoom | 1/2" drywall - hung, taped, floated, ready for paint | 0 | Average | 220.4 | 740.54 | SF | 0 | 3.36 |  | 0 | 888.64 | 150 | Percent | 0 | Yes | 888.64 | Yes | No | DRY | 1/2 | DAVID.SO |  | 2023-08-30
FALSE | 284 | LIVINGROOM | LivingRoom | Seal the surface area w/latex based stain blocker - one coat | 0 | Average | 220.4 | 233.62 | SF | 0 | 1.06 |  | 0 | 280.34 | 15 | Percent | 0 | Yes | 280.34 | Yes | No | PNT | S | DAVID.SO |  | 2023-08-30
FALSE | 285 | LIVINGROOM | LivingRoom | Paint the surface area - one coat | 0 | Average | 220.4 | 246.85 | SF | 0 | 1.12 |  | 0 | 296.23 | 15 | Percent | 0 | Yes | 296.23 | Yes | No | PNT | P | DAVID.SO |  | 2023-08-30
FALSE | 286 | LIVINGROOM | LivingRoom | Vinyl plank flooring | 0 | Average | 46.28 | 298.97 | SF | 0 | 6.46 |  | 0 | 358.77 | 50 | Percent | 0 | Yes | 358.77 | Yes | No | FCV | PLK | DAVID.SO |  | 2023-08-30
FALSE | 287 | LIVINGROOM | LivingRoom | Vinyl floor covering (sheet goods) - Standard grade | 0 | Average | 50.69 | 172.35 | SF | 0 | 3.4 |  | 0 | 206.83 | 50 | Percent | 0 | Yes | 206.83 | Yes | No | FCV | AV- | DAVID.SO |  | 2023-08-30
FALSE | 288 | LIVINGROOM | LivingRoom | Snaplock Laminate - simulated wood flooring | 0 | Average | 44.08 | 274.62 | SF | 0 | 6.23 |  | 0 | 329.54 | 25 | Percent | 0 | Yes | 329.54 | Yes | No | FCW | LAM | DAVID.SO |  | 2023-08-30
FALSE | 289 | LIVINGROOM | LivingRoom | Sand & finish wood floor (natural finish) | 0 | Average | 44.08 | 187.78 | SF | 0 | 4.26 |  | 0 | 225.34 | 10 | Percent | 0 | Yes | 225.34 | Yes | No | FCW | FIN | DAVID.SO |  | 2023-08-30
FALSE | 290 | LIVINGROOM | LivingRoom | Oak flooring - #1 common - no finish | 0 | Average | 44.08 | 422.73 | SF | 0 | 9.59 |  | 0 | 507.27 | 150 | Percent | 0 | Yes | 507.27 | Yes | No | FCW | AV | DAVID.SO |  | 2023-08-30
FALSE | 291 | LIVINGROOM | LivingRoom | Carpet pad - Standard grade | 0 | Average | 50.69 | 28.89 | SF | 0 | 0.57 |  | 0 | 34.67 | 10 | Percent | 0 | Yes | 34.67 | Yes | No | FCC | PAD- | DAVID.SO |  | 2023-08-30
FALSE | 292 | LIVINGROOM | LivingRoom | Carpet - Standard grade | 0 | Average | 50.69 | 177.42 | SF | 0 | 3.5 |  | 0 | 212.9 | 10 | Percent | 0 | Yes | 212.9 | Yes | No | FCC | AV- | DAVID.SO |  | 2023-08-30
FALSE | 293 | HALLWAY | Hallway | Smoke detector - Standard grade | 0 | Average | 1 | 44.87 | EA | 0 | 44.87 |  | 0 | 53.85 | 10 | Percent | 0 | Yes | 53.85 | Yes | No | ELE | SMOKE- | DAVID.SO |  | 2023-08-30
FALSE | 294 | HALLWAY | Hallway | Outlet | 0 | Average | 1 | 16.08 | EA | 0 | 16.08 |  | 0 | 19.3 | 25 | Percent | 0 | Yes | 19.3 | Yes | No | ELE | OS | DAVID.SO |  | 2023-08-30
FALSE | 295 | HALLWAY | Hallway | Light fixture - Standard grade | 0 | Average | 1 | 55.73 | EA | 0 | 55.73 |  | 0 | 66.87 | 20 | Percent | 0 | Yes | 66.87 | Yes | No | LIT | AV- | DAVID.SO |  | 2023-08-30
FALSE | 296 | HALLWAY | Hallway | Seal/prime (1 coat) then paint (1 coat) the surface area | 0 | Average | 298.67 | 483.85 | SF | 0 | 1.62 |  | 0 | 580.63 | 15 | Percent | 0 | Yes | 580.63 | Yes | No | PNT | SP | DAVID.SO |  | 2023-08-30
FALSE | 297 | HALLWAY | Hallway | 1/2" drywall - hung, taped, floated, ready for paint | 0 | Average | 298.67 | 1003.53 | SF | 0 | 3.36 |  | 0 | 1204.23 | 150 | Percent | 0 | Yes | 1204.23 | Yes | No | DRY | 1/2 | DAVID.SO |  | 2023-08-30
FALSE | 298 | HALLWAY | Hallway | Paint baseboard - one coat | 0 | Average | 37.33 | 60.47 | LF | 0 | 1.62 |  | 0 | 72.57 | 15 | Percent | 0 | Yes | 72.57 | Yes | No | PNT | B | DAVID.SO |  | 2023-08-30
FALSE | 299 | HALLWAY | Hallway | Baseboard - 3 1/4" | 0 | Average | 37.33 | 213.9 | LF | 0 | 5.73 |  | 0 | 256.68 | 150 | Percent | 0 | Yes | 256.68 | Yes | No | FNC | B3 | DAVID.SO |  | 2023-08-30
FALSE | 300 | HALLWAY | Hallway | 1/2" drywall - hung, taped, floated, ready for paint | 0 | Average | 71.11 | 238.93 | SF | 0 | 3.36 |  | 0 | 286.71 | 150 | Percent | 0 | Yes | 286.71 | Yes | No | DRY | 1/2 | DAVID.SO |  | 2023-08-30
FALSE | 301 | HALLWAY | Hallway | Seal the surface area w/latex based stain blocker - one coat | 0 | Average | 71.11 | 75.38 | SF | 0 | 1.06 |  | 0 | 90.46 | 15 | Percent | 0 | Yes | 90.46 | Yes | No | PNT | S | DAVID.SO |  | 2023-08-30
FALSE | 302 | HALLWAY | Hallway | Paint the surface area - one coat | 0 | Average | 71.11 | 79.64 | SF | 0 | 1.12 |  | 0 | 95.56 | 15 | Percent | 0 | Yes | 95.56 | Yes | No | PNT | P | DAVID.SO |  | 2023-08-30
FALSE | 303 | HALLWAY | Hallway | Vinyl plank flooring | 0 | Average | 14.93 | 96.45 | SF | 0 | 6.46 |  | 0 | 115.75 | 50 | Percent | 0 | Yes | 115.75 | Yes | No | FCV | PLK | DAVID.SO |  | 2023-08-30
FALSE | 304 | HALLWAY | Hallway | Vinyl floor covering (sheet goods) - Standard grade | 0 | Average | 16.36 | 55.62 | SF | 0 | 3.4 |  | 0 | 66.74 | 50 | Percent | 0 | Yes | 66.74 | Yes | No | FCV | AV- | DAVID.SO |  | 2023-08-30
FALSE | 305 | HALLWAY | Hallway | Snaplock Laminate - simulated wood flooring | 0 | Average | 14.22 | 88.59 | SF | 0 | 6.23 |  | 0 | 106.31 | 25 | Percent | 0 | Yes | 106.31 | Yes | No | FCW | LAM | DAVID.SO |  | 2023-08-30
FALSE | 306 | HALLWAY | Hallway | Sand & finish wood floor (natural finish) | 0 | Average | 14.22 | 60.58 | SF | 0 | 4.26 |  | 0 | 72.7 | 10 | Percent | 0 | Yes | 72.7 | Yes | No | FCW | FIN | DAVID.SO |  | 2023-08-30
FALSE | 307 | HALLWAY | Hallway | Oak flooring - #1 common - no finish | 0 | Average | 14.22 | 136.37 | SF | 0 | 9.59 |  | 0 | 163.65 | 150 | Percent | 0 | Yes | 163.65 | Yes | No | FCW | AV | DAVID.SO |  | 2023-08-30
FALSE | 308 | HALLWAY | Hallway | Carpet pad - Standard grade | 0 | Average | 16.36 | 9.33 | SF | 0 | 0.57 |  | 0 | 11.19 | 10 | Percent | 0 | Yes | 11.19 | Yes | No | FCC | PAD- | DAVID.SO |  | 2023-08-30
FALSE | 309 | HALLWAY | Hallway | Carpet - Standard grade | 0 | Average | 16.36 | 57.26 | SF | 0 | 3.5 |  | 0 | 68.72 | 10 | Percent | 0 | Yes | 68.72 | Yes | No | FCC | AV- | DAVID.SO |  | 2023-08-30
FALSE | 310 | DININGROOM | DiningRoom | Outlet | 0 | Average | 5 | 80.4 | EA | 0 | 16.08 |  | 0 | 96.48 | 25 | Percent | 0 | Yes | 96.48 | Yes | No | ELE | OS | DAVID.SO |  | 2023-08-30
FALSE | 311 | DININGROOM | DiningRoom | Light fixture | 0 | Average | 1 | 71.18 | EA | 0 | 71.18 |  | 0 | 85.42 | 20 | Percent | 0 | Yes | 85.42 | Yes | No | LIT | AV | DAVID.SO |  | 2023-08-30
FALSE | 312 | DININGROOM | DiningRoom | Seal/prime (1 coat) then paint (1 coat) the surface area | 0 | Average | 426.67 | 691.21 | SF | 0 | 1.62 |  | 0 | 829.45 | 15 | Percent | 0 | Yes | 829.45 | Yes | No | PNT | SP | DAVID.SO |  | 2023-08-30
FALSE | 313 | DININGROOM | DiningRoom | 1/2" drywall - hung, taped, floated, ready for paint | 0 | Average | 426.67 | 1433.61 | SF | 0 | 3.36 |  | 0 | 1720.33 | 150 | Percent | 0 | Yes | 1720.33 | Yes | No | DRY | 1/2 | DAVID.SO |  | 2023-08-30
FALSE | 314 | DININGROOM | DiningRoom | Paint baseboard - one coat | 0 | Average | 53.33 | 86.39 | LF | 0 | 1.62 |  | 0 | 103.67 | 15 | Percent | 0 | Yes | 103.67 | Yes | No | PNT | B | DAVID.SO |  | 2023-08-30
FALSE | 315 | DININGROOM | DiningRoom | Baseboard - 3 1/4" | 0 | Average | 53.33 | 305.58 | LF | 0 | 5.73 |  | 0 | 366.7 | 150 | Percent | 0 | Yes | 366.7 | Yes | No | FNC | B3 | DAVID.SO |  | 2023-08-30
FALSE | 316 | DININGROOM | DiningRoom | 1/2" drywall - hung, taped, floated, ready for paint | 0 | Average | 170.67 | 573.45 | SF | 0 | 3.36 |  | 0 | 688.15 | 150 | Percent | 0 | Yes | 688.15 | Yes | No | DRY | 1/2 | DAVID.SO |  | 2023-08-30
FALSE | 317 | DININGROOM | DiningRoom | Seal the surface area w/latex based stain blocker - one coat | 0 | Average | 170.67 | 180.91 | SF | 0 | 1.06 |  | 0 | 217.09 | 15 | Percent | 0 | Yes | 217.09 | Yes | No | PNT | S | DAVID.SO |  | 2023-08-30
FALSE | 318 | DININGROOM | DiningRoom | Paint the surface area - one coat | 0 | Average | 170.67 | 191.15 | SF | 0 | 1.12 |  | 0 | 229.39 | 15 | Percent | 0 | Yes | 229.39 | Yes | No | PNT | P | DAVID.SO |  | 2023-08-30
FALSE | 319 | DININGROOM | DiningRoom | Vinyl plank flooring | 0 | Average | 35.84 | 231.53 | SF | 0 | 6.46 |  | 0 | 277.83 | 50 | Percent | 0 | Yes | 277.83 | Yes | No | FCV | PLK | DAVID.SO |  | 2023-08-30
FALSE | 320 | DININGROOM | DiningRoom | Vinyl floor covering (sheet goods) - Standard grade | 0 | Average | 39.25 | 133.45 | SF | 0 | 3.4 |  | 0 | 160.15 | 50 | Percent | 0 | Yes | 160.15 | Yes | No | FCV | AV- | DAVID.SO |  | 2023-08-30
FALSE | 321 | DININGROOM | DiningRoom | Snaplock Laminate - simulated wood flooring | 0 | Average | 34.13 | 212.63 | SF | 0 | 6.23 |  | 0 | 255.15 | 25 | Percent | 0 | Yes | 255.15 | Yes | No | FCW | LAM | DAVID.SO |  | 2023-08-30
FALSE | 322 | DININGROOM | DiningRoom | Sand & finish wood floor (natural finish) | 0 | Average | 34.13 | 145.39 | SF | 0 | 4.26 |  | 0 | 174.47 | 10 | Percent | 0 | Yes | 174.47 | Yes | No | FCW | FIN | DAVID.SO |  | 2023-08-30
FALSE | 323 | DININGROOM | DiningRoom | Oak flooring - #1 common - no finish | 0 | Average | 34.13 | 327.31 | SF | 0 | 9.59 |  | 0 | 392.77 | 150 | Percent | 0 | Yes | 392.77 | Yes | No | FCW | AV | DAVID.SO |  | 2023-08-30
FALSE | 324 | DININGROOM | DiningRoom | Carpet pad - Standard grade | 0 | Average | 39.25 | 22.37 | SF | 0 | 0.57 |  | 0 | 26.85 | 10 | Percent | 0 | Yes | 26.85 | Yes | No | FCC | PAD- | DAVID.SO |  | 2023-08-30
FALSE | 325 | DININGROOM | DiningRoom | Carpet - Standard grade | 0 | Average | 39.25 | 137.38 | SF | 0 | 3.5 |  | 0 | 164.86 | 10 | Percent | 0 | Yes | 164.86 | Yes | No | FCC | AV- | DAVID.SO |  | 2023-08-30
FALSE | 326 | BATH2 | Bath2 | Mortar bed for tile | 0 | Average | 50 | 616.5 | SF | 0 | 12.33 |  | 0 | 739.8 | 150 | Percent | 0 | Yes | 739.8 | Yes | No | TIL | BMUD | DAVID.SO |  | 2023-08-30
FALSE | 327 | BATH2 | Bath2 | Tile tub surround - up to 60 SF | 0 | Average | 1 | 1483.99 | EA | 0 | 1483.99 |  | 0 | 1780.79 | 150 | Percent | 0 | Yes | 1780.79 | Yes | No | TIL | TUB | DAVID.SO |  | 2023-08-30
FALSE | 328 | BATH2 | Bath2 | Towel ring - Standard grade | 0 | Average | 1 | 28.32 | EA | 0 | 28.32 |  | 0 | 33.98 | 50 | Percent | 0 | Yes | 33.98 | Yes | No | FNH | TR- | DAVID.SO |  | 2023-08-30
FALSE | 329 | BATH2 | Bath2 | Toilet paper holder - Standard grade | 0 | Average | 1 | 25.69 | EA | 0 | 25.69 |  | 0 | 30.83 | 50 | Percent | 0 | Yes | 30.83 | Yes | No | FNH | TP- | DAVID.SO |  | 2023-08-30
FALSE | 330 | BATH2 | Bath2 | Towel bar - Standard grade | 0 | Average | 1 | 26.68 | EA | 0 | 26.68 |  | 0 | 32.02 | 50 | Percent | 0 | Yes | 32.02 | Yes | No | FNH | TBAR- | DAVID.SO |  | 2023-08-30
FALSE | 331 | BATH2 | Bath2 | Seal & paint wood shelving, 12"- 24" width | 0 | Average | 10 | 77.3 | LF | 0 | 7.73 |  | 0 | 92.76 | 15 | Percent | 0 | Yes | 92.76 | Yes | No | PNT | SHW | DAVID.SO |  | 2023-08-30
FALSE | 332 | BATH2 | Bath2 | Shelving - 16" - in place | 0 | Average | 10 | 128.2 | LF | 0 | 12.82 |  | 0 | 153.84 | 150 | Percent | 0 | Yes | 153.84 | Yes | No | FNC | SH16 | DAVID.SO |  | 2023-08-30
FALSE | 333 | BATH2 | Bath2 | Outlet | 0 | Average | 2 | 32.16 | EA | 0 | 16.08 |  | 0 | 38.6 | 25 | Percent | 0 | Yes | 38.6 | Yes | No | ELE | OS | DAVID.SO |  | 2023-08-30
FALSE | 334 | BATH2 | Bath2 | Mirror - 1/4" plate glass | 0 | Average | 6 | 114.06 | SF | 0 | 19.01 |  | 0 | 136.88 | 40 | Percent | 0 | Yes | 136.88 | Yes | No | MSD | AV | DAVID.SO |  | 2023-08-30
FALSE | 335 | BATH2 | Bath2 | Rough-in plumbing - per fixture - w/PEX - Branch system | 0 | Average | 0.75 | 470.09 | EA | 0 | 626.78 |  | 0 | 564.11 | 80 | Percent | 0 | Yes | 564.11 | Yes | No | PLM | RFIXP- | DAVID.SO |  | 2023-08-30
FALSE | 336 | BATH2 | Bath2 | Rough-in plumbing - per fixture - w/PEX - Branch system | 0 | Average | 0.75 | 470.09 | EA | 0 | 626.78 |  | 0 | 564.11 | 80 | Percent | 0 | Yes | 564.11 | Yes | No | PLM | RFIXP- | DAVID.SO |  | 2023-08-30
FALSE | 337 | BATH2 | Bath2 | Rough-in plumbing - per fixture - w/PEX - Branch system | 0 | Average | 0.25 | 156.7 | EA | 0 | 626.78 |  | 0 | 188.04 | 80 | Percent | 0 | Yes | 188.04 | Yes | No | PLM | RFIXP- | DAVID.SO |  | 2023-08-30
FALSE | 338 | BATH2 | Bath2 | Rough-in plumbing - per fixture - w/PEX - Branch system | 0 | Average | 0.25 | 156.7 | EA | 0 | 626.78 |  | 0 | 188.04 | 80 | Percent | 0 | Yes | 188.04 | Yes | No | PLM | RFIXP- | DAVID.SO |  | 2023-08-30
FALSE | 339 | BATH2 | Bath2 | Toilet seat - Standard grade | 0 | Average | 1 | 43.46 | EA | 0 | 43.46 |  | 0 | 52.16 | 9 | Percent | 0 | Yes | 52.16 | Yes | No | PLM | TLTS- | DAVID.SO |  | 2023-08-30
FALSE | 340 | BATH2 | Bath2 | Toilet - Standard grade | 0 | Average | 1 | 438.6 | EA | 0 | 438.6 |  | 0 | 526.32 | 150 | Percent | 0 | Yes | 526.32 | Yes | No | PLM | TLT- | DAVID.SO |  | 2023-08-30
FALSE | 341 | BATH2 | Bath2 | Bathtub - Standard grade | 0 | Average | 1 | 807.35 | EA | 0 | 807.35 |  | 0 | 968.83 | 50 | Percent | 0 | Yes | 968.83 | Yes | No | PLM | TUB- | DAVID.SO |  | 2023-08-30
FALSE | 342 | BATH2 | Bath2 | Shower curtain rod | 0 | Average | 1 | 35.28 | EA | 0 | 35.28 |  | 0 | 42.34 | 50 | Percent | 0 | Yes | 42.34 | Yes | No | FNH | SROD | DAVID.SO |  | 2023-08-30
FALSE | 343 | BATH2 | Bath2 | Tub/shower faucet - Standard grade | 0 | Average | 1 | 286.82 | EA | 0 | 286.82 |  | 0 | 344.18 | 20 | Percent | 0 | Yes | 344.18 | Yes | No | PLM | TSFAU- | DAVID.SO |  | 2023-08-30
FALSE | 344 | BATH2 | Bath2 | Ductwork - flexible - non-insulated - 3" round | 0 | Average | 10 | 79.7 | LF | 0 | 7.97 |  | 0 | 95.64 | 30 | Percent | 0 | Yes | 95.64 | Yes | No | HVC | DCTFN3 | DAVID.SO |  | 2023-08-30
FALSE | 345 | BATH2 | Bath2 | Bathroom ventilation fan - Standard grade | 0 | Average | 1 | 102.49 | EA | 0 | 102.49 |  | 0 | 122.99 | 10 | Percent | 0 | Yes | 122.99 | Yes | No | HVC | BVENT- | DAVID.SO |  | 2023-08-30
FALSE | 346 | BATH2 | Bath2 | Light bar - 4 lights | 0 | Average | 1 | 99.91 | EA | 0 | 99.91 |  | 0 | 119.89 | 20 | Percent | 0 | Yes | 119.89 | Yes | No | LIT | BAR4 | DAVID.SO |  | 2023-08-30
FALSE | 347 | BATH2 | Bath2 | Door knob - interior - Standard grade | 0 | Average | 1 | 41.27 | EA | 0 | 41.27 |  | 0 | 49.53 | 20 | Percent | 0 | Yes | 49.53 | Yes | No | FNH | DORH- | DAVID.SO |  | 2023-08-30
FALSE | 348 | BATH2 | Bath2 | Paint door slab only - 2 coats (per side) | 0 | Average | 2 | 126.18 | EA | 0 | 63.09 |  | 0 | 151.42 | 15 | Percent | 0 | Yes | 151.42 | Yes | No | PNT | DOR | DAVID.SO |  | 2023-08-30
FALSE | 349 | BATH2 | Bath2 | Paint door/window trim & jamb - 2 coats (per side) | 0 | Average | 2 | 106.22 | EA | 0 | 53.11 |  | 0 | 127.46 | 15 | Percent | 0 | Yes | 127.46 | Yes | No | PNT | DORT | DAVID.SO |  | 2023-08-30
FALSE | 350 | BATH2 | Bath2 | Interior door unit - Standard grade | 0 | Average | 1 | 302.38 | EA | 0 | 302.38 |  | 0 | 362.86 | 100 | Percent | 0 | Yes | 362.86 | Yes | No | DOR | AV- | DAVID.SO |  | 2023-08-30
FALSE | 351 | BATH2 | Bath2 | Ground fault interrupter (GFI) outlet | 0 | Average | 1 | 37.28 | EA | 0 | 37.28 |  | 0 | 44.74 | 10 | Percent | 0 | Yes | 44.74 | Yes | No | ELE | GFI | DAVID.SO |  | 2023-08-30
FALSE | 352 | BATH2 | Bath2 | Vanity - Standard grade | 0 | Average | 3 | 478.26 | LF | 0 | 159.42 |  | 0 | 573.92 | 50 | Percent | 0 | Yes | 573.92 | Yes | No | CAB | VAN- | DAVID.SO |  | 2023-08-30
FALSE | 353 | BATH2 | Bath2 | 4" backsplash for flat laid countertop | 0 | Average | 3 | 31.26 | LF | 0 | 10.42 |  | 0 | 37.52 | 15 | Percent | 0 | Yes | 37.52 | Yes | No | CAB | CTFSPL4 | DAVID.SO |  | 2023-08-30
FALSE | 354 | BATH2 | Bath2 | Countertop - flat laid plastic laminate - Standard grade | 0 | Average | 3 | 122.49 | LF | 0 | 40.83 |  | 0 | 146.99 | 15 | Percent | 0 | Yes | 146.99 | Yes | No | CAB | CTFL- | DAVID.SO |  | 2023-08-30
FALSE | 355 | BATH2 | Bath2 | Sink faucet - Bathroom - Standard grade | 0 | Average | 1 | 181.97 | EA | 0 | 181.97 |  | 0 | 218.37 | 20 | Percent | 0 | Yes | 218.37 | Yes | No | PLM | FAUBA- | DAVID.SO |  | 2023-08-30
FALSE | 356 | BATH2 | Bath2 | Rough-in plumbing - per fixture - w/PEX - Branch system | 0 | Average | 0.75 | 470.09 | EA | 0 | 626.78 |  | 0 | 564.11 | 80 | Percent | 0 | Yes | 564.11 | Yes | No | PLM | RFIXP- | DAVID.SO |  | 2023-08-30
FALSE | 357 | BATH2 | Bath2 | Rough-in plumbing - per fixture - w/PEX - Branch system | 0 | Average | 0.25 | 156.7 | EA | 0 | 626.78 |  | 0 | 188.04 | 80 | Percent | 0 | Yes | 188.04 | Yes | No | PLM | RFIXP- | DAVID.SO |  | 2023-08-30
FALSE | 358 | BATH2 | Bath2 | Sink - single - Standard grade | 0 | Average | 1 | 216.66 | EA | 0 | 216.66 |  | 0 | 260 | 50 | Percent | 0 | Yes | 260 | Yes | No | PLM | SNK- | DAVID.SO |  | 2023-08-30
FALSE | 359 | BATH2 | Bath2 | Seal/prime (1 coat) then paint (1 coat) the surface area | 0 | Average | 184 | 298.08 | SF | 0 | 1.62 |  | 0 | 357.7 | 15 | Percent | 0 | Yes | 357.7 | Yes | No | PNT | SP | DAVID.SO |  | 2023-08-30
FALSE | 360 | BATH2 | Bath2 | 1/2" drywall - hung, taped, floated, ready for paint | 0 | Average | 184 | 618.24 | SF | 0 | 3.36 |  | 0 | 741.88 | 150 | Percent | 0 | Yes | 741.88 | Yes | No | DRY | 1/2 | DAVID.SO |  | 2023-08-30
FALSE | 361 | BATH2 | Bath2 | Paint baseboard - one coat | 0 | Average | 11.5 | 18.63 | LF | 0 | 1.62 |  | 0 | 22.35 | 15 | Percent | 0 | Yes | 22.35 | Yes | No | PNT | B | DAVID.SO |  | 2023-08-30
FALSE | 362 | BATH2 | Bath2 | Baseboard - 3 1/4" | 0 | Average | 11.5 | 65.9 | LF | 0 | 5.73 |  | 0 | 79.08 | 150 | Percent | 0 | Yes | 79.08 | Yes | No | FNC | B3 | DAVID.SO |  | 2023-08-30
FALSE | 363 | BATH2 | Bath2 | 1/2" drywall - hung, taped, floated, ready for paint | 0 | Average | 31.28 | 105.1 | SF | 0 | 3.36 |  | 0 | 126.12 | 150 | Percent | 0 | Yes | 126.12 | Yes | No | DRY | 1/2 | DAVID.SO |  | 2023-08-30
FALSE | 364 | BATH2 | Bath2 | Seal the surface area w/latex based stain blocker - one coat | 0 | Average | 31.28 | 33.16 | SF | 0 | 1.06 |  | 0 | 39.8 | 15 | Percent | 0 | Yes | 39.8 | Yes | No | PNT | S | DAVID.SO |  | 2023-08-30
FALSE | 365 | BATH2 | Bath2 | Paint the surface area - one coat | 0 | Average | 31.28 | 35.03 | SF | 0 | 1.12 |  | 0 | 42.03 | 15 | Percent | 0 | Yes | 42.03 | Yes | No | PNT | P | DAVID.SO |  | 2023-08-30
FALSE | 366 | BATH2 | Bath2 | Vinyl plank flooring | 0 | Average | 6.57 | 42.44 | SF | 0 | 6.46 |  | 0 | 50.92 | 50 | Percent | 0 | Yes | 50.92 | Yes | No | FCV | PLK | DAVID.SO |  | 2023-08-30
FALSE | 367 | BATH2 | Bath2 | Vinyl floor covering (sheet goods) - Standard grade | 0 | Average | 7.2 | 24.48 | SF | 0 | 3.4 |  | 0 | 29.38 | 50 | Percent | 0 | Yes | 29.38 | Yes | No | FCV | AV- | DAVID.SO |  | 2023-08-30
FALSE | 368 | BATH2 | Bath2 | Snaplock Laminate - simulated wood flooring | 0 | Average | 6.26 | 39 | SF | 0 | 6.23 |  | 0 | 46.8 | 25 | Percent | 0 | Yes | 46.8 | Yes | No | FCW | LAM | DAVID.SO |  | 2023-08-30
FALSE | 369 | BATH2 | Bath2 | Sand & finish wood floor (natural finish) | 0 | Average | 6.26 | 26.67 | SF | 0 | 4.26 |  | 0 | 32.01 | 10 | Percent | 0 | Yes | 32.01 | Yes | No | FCW | FIN | DAVID.SO |  | 2023-08-30
FALSE | 370 | BATH2 | Bath2 | Oak flooring - #1 common - no finish | 0 | Average | 6.26 | 60.03 | SF | 0 | 9.59 |  | 0 | 72.03 | 150 | Percent | 0 | Yes | 72.03 | Yes | No | FCW | AV | DAVID.SO |  | 2023-08-30
FALSE | 371 | BATH2 | Bath2 | Carpet pad - Standard grade | 0 | Average | 7.2 | 4.1 | SF | 0 | 0.57 |  | 0 | 4.92 | 10 | Percent | 0 | Yes | 4.92 | Yes | No | FCC | PAD- | DAVID.SO |  | 2023-08-30
FALSE | 372 | BATH2 | Bath2 | Carpet - Standard grade | 0 | Average | 7.2 | 25.2 | SF | 0 | 3.5 |  | 0 | 30.24 | 10 | Percent | 0 | Yes | 30.24 | Yes | No | FCC | AV- | DAVID.SO |  | 2023-08-30
FALSE | 373 | UTILITYROOM | UtilityRoom | Outlet | 0 | Average | 6 | 96.48 | EA | 0 | 16.08 |  | 0 | 115.78 | 25 | Percent | 0 | Yes | 115.78 | Yes | No | ELE | OS | DAVID.SO |  | 2023-08-30
FALSE | 374 | UTILITYROOM | UtilityRoom | Seal & paint wood shelving, 12"- 24" width | 0 | Average | 17 | 131.41 | LF | 0 | 7.73 |  | 0 | 157.69 | 15 | Percent | 0 | Yes | 157.69 | Yes | No | PNT | SHW | DAVID.SO |  | 2023-08-30
FALSE | 375 | UTILITYROOM | UtilityRoom | Shelving - 16" - in place | 0 | Average | 17 | 217.94 | LF | 0 | 12.82 |  | 0 | 261.52 | 150 | Percent | 0 | Yes | 261.52 | Yes | No | FNC | SH16 | DAVID.SO |  | 2023-08-30
FALSE | 376 | UTILITYROOM | UtilityRoom | Light fixture - Standard grade | 0 | Average | 1 | 55.73 | EA | 0 | 55.73 |  | 0 | 66.87 | 20 | Percent | 0 | Yes | 66.87 | Yes | No | LIT | AV- | DAVID.SO |  | 2023-08-30
FALSE | 377 | UTILITYROOM | UtilityRoom | Door knob - interior | 0 | Average | 1 | 49.09 | EA | 0 | 49.09 |  | 0 | 58.91 | 20 | Percent | 0 | Yes | 58.91 | Yes | No | FNH | DORH | DAVID.SO |  | 2023-08-30
FALSE | 378 | UTILITYROOM | UtilityRoom | Paint door slab only - 2 coats (per side) | 0 | Average | 2 | 126.18 | EA | 0 | 63.09 |  | 0 | 151.42 | 15 | Percent | 0 | Yes | 151.42 | Yes | No | PNT | DOR | DAVID.SO |  | 2023-08-30
FALSE | 379 | UTILITYROOM | UtilityRoom | Paint door/window trim & jamb - 2 coats (per side) | 0 | Average | 2 | 106.22 | EA | 0 | 53.11 |  | 0 | 127.46 | 15 | Percent | 0 | Yes | 127.46 | Yes | No | PNT | DORT | DAVID.SO |  | 2023-08-30
FALSE | 380 | UTILITYROOM | UtilityRoom | Interior door unit | 0 | Average | 1 | 411.12 | EA | 0 | 411.12 |  | 0 | 493.34 | 100 | Percent | 0 | Yes | 493.34 | Yes | No | DOR | AV | DAVID.SO |  | 2023-08-30
FALSE | 381 | UTILITYROOM | UtilityRoom | Seal/prime (1 coat) then paint (1 coat) the surface area | 0 | Average | 256 | 414.72 | SF | 0 | 1.62 |  | 0 | 497.66 | 15 | Percent | 0 | Yes | 497.66 | Yes | No | PNT | SP | DAVID.SO |  | 2023-08-30
FALSE | 382 | UTILITYROOM | UtilityRoom | 1/2" drywall - hung, taped, floated, ready for paint | 0 | Average | 256 | 860.16 | SF | 0 | 3.36 |  | 0 | 1032.2 | 150 | Percent | 0 | Yes | 1032.2 | Yes | No | DRY | 1/2 | DAVID.SO |  | 2023-08-30
FALSE | 383 | UTILITYROOM | UtilityRoom | Paint baseboard - one coat | 0 | Average | 32 | 51.84 | LF | 0 | 1.62 |  | 0 | 62.2 | 15 | Percent | 0 | Yes | 62.2 | Yes | No | PNT | B | DAVID.SO |  | 2023-08-30
FALSE | 384 | UTILITYROOM | UtilityRoom | Baseboard - 3 1/4" | 0 | Average | 32 | 183.36 | LF | 0 | 5.73 |  | 0 | 220.04 | 150 | Percent | 0 | Yes | 220.04 | Yes | No | FNC | B3 | DAVID.SO |  | 2023-08-30
FALSE | 385 | UTILITYROOM | UtilityRoom | 1/2" drywall - hung, taped, floated, ready for paint | 0 | Average | 63.16 | 212.22 | SF | 0 | 3.36 |  | 0 | 254.66 | 150 | Percent | 0 | Yes | 254.66 | Yes | No | DRY | 1/2 | DAVID.SO |  | 2023-08-30
FALSE | 386 | UTILITYROOM | UtilityRoom | Seal the surface area w/latex based stain blocker - one coat | 0 | Average | 63.16 | 66.95 | SF | 0 | 1.06 |  | 0 | 80.35 | 15 | Percent | 0 | Yes | 80.35 | Yes | No | PNT | S | DAVID.SO |  | 2023-08-30
FALSE | 387 | UTILITYROOM | UtilityRoom | Paint the surface area - one coat | 0 | Average | 63.16 | 70.74 | SF | 0 | 1.12 |  | 0 | 84.88 | 15 | Percent | 0 | Yes | 84.88 | Yes | No | PNT | P | DAVID.SO |  | 2023-08-30
FALSE | 388 | UTILITYROOM | UtilityRoom | Vinyl plank flooring | 0 | Average | 13.26 | 85.66 | SF | 0 | 6.46 |  | 0 | 102.8 | 50 | Percent | 0 | Yes | 102.8 | Yes | No | FCV | PLK | DAVID.SO |  | 2023-08-30
FALSE | 389 | UTILITYROOM | UtilityRoom | Vinyl floor covering (sheet goods) - Standard grade | 0 | Average | 14.53 | 49.4 | SF | 0 | 3.4 |  | 0 | 59.28 | 50 | Percent | 0 | Yes | 59.28 | Yes | No | FCV | AV- | DAVID.SO |  | 2023-08-30
FALSE | 390 | UTILITYROOM | UtilityRoom | Snaplock Laminate - simulated wood flooring | 0 | Average | 12.63 | 78.68 | SF | 0 | 6.23 |  | 0 | 94.42 | 25 | Percent | 0 | Yes | 94.42 | Yes | No | FCW | LAM | DAVID.SO |  | 2023-08-30
FALSE | 391 | UTILITYROOM | UtilityRoom | Sand & finish wood floor (natural finish) | 0 | Average | 12.63 | 53.8 | SF | 0 | 4.26 |  | 0 | 64.56 | 10 | Percent | 0 | Yes | 64.56 | Yes | No | FCW | FIN | DAVID.SO |  | 2023-08-30
FALSE | 392 | UTILITYROOM | UtilityRoom | Oak flooring - #1 common - no finish | 0 | Average | 12.63 | 121.12 | SF | 0 | 9.59 |  | 0 | 145.34 | 150 | Percent | 0 | Yes | 145.34 | Yes | No | FCW | AV | DAVID.SO |  | 2023-08-30
FALSE | 393 | UTILITYROOM | UtilityRoom | Carpet pad - Standard grade | 0 | Average | 14.53 | 8.28 | SF | 0 | 0.57 |  | 0 | 9.94 | 10 | Percent | 0 | Yes | 9.94 | Yes | No | FCC | PAD- | DAVID.SO |  | 2023-08-30
FALSE | 394 | UTILITYROOM | UtilityRoom | Carpet - Standard grade | 0 | Average | 14.53 | 50.86 | SF | 0 | 3.5 |  | 0 | 61.04 | 10 | Percent | 0 | Yes | 61.04 | Yes | No | FCC | AV- | DAVID.SO |  | 2023-08-30
FALSE | 395 | UTILITYROOM2 | UtilityRoom2 | Outlet | 0 | Average | 6 | 96.48 | EA | 0 | 16.08 |  | 0 | 115.78 | 25 | Percent | 0 | Yes | 115.78 | Yes | No | ELE | OS | DAVID.SO |  | 2023-08-30
FALSE | 396 | UTILITYROOM2 | UtilityRoom2 | Seal & paint wood shelving, 12"- 24" width | 0 | Average | 17 | 131.41 | LF | 0 | 7.73 |  | 0 | 157.69 | 15 | Percent | 0 | Yes | 157.69 | Yes | No | PNT | SHW | DAVID.SO |  | 2023-08-30
FALSE | 397 | UTILITYROOM2 | UtilityRoom2 | Shelving - 16" - in place | 0 | Average | 17 | 217.94 | LF | 0 | 12.82 |  | 0 | 261.52 | 150 | Percent | 0 | Yes | 261.52 | Yes | No | FNC | SH16 | DAVID.SO |  | 2023-08-30
FALSE | 398 | UTILITYROOM2 | UtilityRoom2 | Light fixture - Standard grade | 0 | Average | 1 | 55.73 | EA | 0 | 55.73 |  | 0 | 66.87 | 20 | Percent | 0 | Yes | 66.87 | Yes | No | LIT | AV- | DAVID.SO |  | 2023-08-30
FALSE | 399 | UTILITYROOM2 | UtilityRoom2 | Door knob - interior | 0 | Average | 1 | 49.09 | EA | 0 | 49.09 |  | 0 | 58.91 | 20 | Percent | 0 | Yes | 58.91 | Yes | No | FNH | DORH | DAVID.SO |  | 2023-08-30
FALSE | 400 | UTILITYROOM2 | UtilityRoom2 | Paint door slab only - 2 coats (per side) | 0 | Average | 2 | 126.18 | EA | 0 | 63.09 |  | 0 | 151.42 | 15 | Percent | 0 | Yes | 151.42 | Yes | No | PNT | DOR | DAVID.SO |  | 2023-08-30
FALSE | 401 | UTILITYROOM2 | UtilityRoom2 | Paint door/window trim & jamb - 2 coats (per side) | 0 | Average | 2 | 106.22 | EA | 0 | 53.11 |  | 0 | 127.46 | 15 | Percent | 0 | Yes | 127.46 | Yes | No | PNT | DORT | DAVID.SO |  | 2023-08-30
FALSE | 402 | UTILITYROOM2 | UtilityRoom2 | Interior door unit | 0 | Average | 1 | 411.12 | EA | 0 | 411.12 |  | 0 | 493.34 | 100 | Percent | 0 | Yes | 493.34 | Yes | No | DOR | AV | DAVID.SO |  | 2023-08-30
FALSE | 403 | UTILITYROOM2 | UtilityRoom2 | Seal/prime (1 coat) then paint (1 coat) the surface area | 0 | Average | 256 | 414.72 | SF | 0 | 1.62 |  | 0 | 497.66 | 15 | Percent | 0 | Yes | 497.66 | Yes | No | PNT | SP | DAVID.SO |  | 2023-08-30
FALSE | 404 | UTILITYROOM2 | UtilityRoom2 | 1/2" drywall - hung, taped, floated, ready for paint | 0 | Average | 256 | 860.16 | SF | 0 | 3.36 |  | 0 | 1032.2 | 150 | Percent | 0 | Yes | 1032.2 | Yes | No | DRY | 1/2 | DAVID.SO |  | 2023-08-30
FALSE | 405 | UTILITYROOM2 | UtilityRoom2 | Paint baseboard - one coat | 0 | Average | 32 | 51.84 | LF | 0 | 1.62 |  | 0 | 62.2 | 15 | Percent | 0 | Yes | 62.2 | Yes | No | PNT | B | DAVID.SO |  | 2023-08-30
FALSE | 406 | UTILITYROOM2 | UtilityRoom2 | Baseboard - 3 1/4" | 0 | Average | 32 | 183.36 | LF | 0 | 5.73 |  | 0 | 220.04 | 150 | Percent | 0 | Yes | 220.04 | Yes | No | FNC | B3 | DAVID.SO |  | 2023-08-30
FALSE | 407 | UTILITYROOM2 | UtilityRoom2 | 1/2" drywall - hung, taped, floated, ready for paint | 0 | Average | 63.16 | 212.22 | SF | 0 | 3.36 |  | 0 | 254.66 | 150 | Percent | 0 | Yes | 254.66 | Yes | No | DRY | 1/2 | DAVID.SO |  | 2023-08-30
FALSE | 408 | UTILITYROOM2 | UtilityRoom2 | Seal the surface area w/latex based stain blocker - one coat | 0 | Average | 63.16 | 66.95 | SF | 0 | 1.06 |  | 0 | 80.35 | 15 | Percent | 0 | Yes | 80.35 | Yes | No | PNT | S | DAVID.SO |  | 2023-08-30
FALSE | 409 | UTILITYROOM2 | UtilityRoom2 | Paint the surface area - one coat | 0 | Average | 63.16 | 70.74 | SF | 0 | 1.12 |  | 0 | 84.88 | 15 | Percent | 0 | Yes | 84.88 | Yes | No | PNT | P | DAVID.SO |  | 2023-08-30
FALSE | 410 | UTILITYROOM2 | UtilityRoom2 | Vinyl plank flooring | 0 | Average | 13.26 | 85.66 | SF | 0 | 6.46 |  | 0 | 102.8 | 50 | Percent | 0 | Yes | 102.8 | Yes | No | FCV | PLK | DAVID.SO |  | 2023-08-30
FALSE | 411 | UTILITYROOM2 | UtilityRoom2 | Vinyl floor covering (sheet goods) - Standard grade | 0 | Average | 14.53 | 49.4 | SF | 0 | 3.4 |  | 0 | 59.28 | 50 | Percent | 0 | Yes | 59.28 | Yes | No | FCV | AV- | DAVID.SO |  | 2023-08-30
FALSE | 412 | UTILITYROOM2 | UtilityRoom2 | Snaplock Laminate - simulated wood flooring | 0 | Average | 12.63 | 78.68 | SF | 0 | 6.23 |  | 0 | 94.42 | 25 | Percent | 0 | Yes | 94.42 | Yes | No | FCW | LAM | DAVID.SO |  | 2023-08-30
FALSE | 413 | UTILITYROOM2 | UtilityRoom2 | Sand & finish wood floor (natural finish) | 0 | Average | 12.63 | 53.8 | SF | 0 | 4.26 |  | 0 | 64.56 | 10 | Percent | 0 | Yes | 64.56 | Yes | No | FCW | FIN | DAVID.SO |  | 2023-08-30
FALSE | 414 | UTILITYROOM2 | UtilityRoom2 | Oak flooring - #1 common - no finish | 0 | Average | 12.63 | 121.12 | SF | 0 | 9.59 |  | 0 | 145.34 | 150 | Percent | 0 | Yes | 145.34 | Yes | No | FCW | AV | DAVID.SO |  | 2023-08-30
FALSE | 415 | UTILITYROOM2 | UtilityRoom2 | Carpet pad - Standard grade | 0 | Average | 14.53 | 8.28 | SF | 0 | 0.57 |  | 0 | 9.94 | 10 | Percent | 0 | Yes | 9.94 | Yes | No | FCC | PAD- | DAVID.SO |  | 2023-08-30
FALSE | 416 | UTILITYROOM2 | UtilityRoom2 | Carpet - Standard grade | 0 | Average | 14.53 | 50.86 | SF | 0 | 3.5 |  | 0 | 61.04 | 10 | Percent | 0 | Yes | 61.04 | Yes | No | FCC | AV- | DAVID.SO |  | 2023-08-30
FALSE | 417 | LAUNDRYROOM2 | LaundryRoom2 | Washing machine outlet box with valves | 0 | Average | 1 | 258.02 | EA | 0 | 258.02 |  | 0 | 309.62 | 15 | Percent | 0 | Yes | 309.62 | Yes | No | PLM | WBOX | DAVID.SO |  | 2023-08-30
FALSE | 418 | LAUNDRYROOM2 | LaundryRoom2 | 220 volt outlet | 0 | Average | 1 | 37.78 | EA | 0 | 37.78 |  | 0 | 45.34 | 25 | Percent | 0 | Yes | 45.34 | Yes | No | ELE | OL220 | DAVID.SO |  | 2023-08-30
FALSE | 419 | LAUNDRYROOM2 | LaundryRoom2 | Ground fault interrupter (GFI) outlet | 0 | Average | 1 | 37.28 | EA | 0 | 37.28 |  | 0 | 44.74 | 10 | Percent | 0 | Yes | 44.74 | Yes | No | ELE | GFI | DAVID.SO |  | 2023-08-30
FALSE | 420 | LAUNDRYROOM2 | LaundryRoom2 | Outlet | 0 | Average | 1 | 16.08 | EA | 0 | 16.08 |  | 0 | 19.3 | 25 | Percent | 0 | Yes | 19.3 | Yes | No | ELE | OS | DAVID.SO |  | 2023-08-30
FALSE | 421 | LAUNDRYROOM2 | LaundryRoom2 | Rough-in plumbing - per fixture | 0 | Average | 1 | 743.56 | EA | 0 | 743.56 |  | 0 | 892.28 | 80 | Percent | 0 | Yes | 892.28 | Yes | No | PLM | RGHFIX | DAVID.SO |  | 2023-08-30
FALSE | 422 | LAUNDRYROOM2 | LaundryRoom2 | Light fixture - Standard grade | 0 | Average | 1 | 55.73 | EA | 0 | 55.73 |  | 0 | 66.87 | 20 | Percent | 0 | Yes | 66.87 | Yes | No | LIT | AV- | DAVID.SO |  | 2023-08-30
FALSE | 423 | LAUNDRYROOM2 | LaundryRoom2 | Door knob - interior | 0 | Average | 1 | 49.09 | EA | 0 | 49.09 |  | 0 | 58.91 | 20 | Percent | 0 | Yes | 58.91 | Yes | No | FNH | DORH | DAVID.SO |  | 2023-08-30
FALSE | 424 | LAUNDRYROOM2 | LaundryRoom2 | Paint door slab only - 2 coats (per side) | 0 | Average | 2 | 126.18 | EA | 0 | 63.09 |  | 0 | 151.42 | 15 | Percent | 0 | Yes | 151.42 | Yes | No | PNT | DOR | DAVID.SO |  | 2023-08-30
FALSE | 425 | LAUNDRYROOM2 | LaundryRoom2 | Paint door/window trim & jamb - 2 coats (per side) | 0 | Average | 2 | 106.22 | EA | 0 | 53.11 |  | 0 | 127.46 | 15 | Percent | 0 | Yes | 127.46 | Yes | No | PNT | DORT | DAVID.SO |  | 2023-08-30
FALSE | 426 | LAUNDRYROOM2 | LaundryRoom2 | Interior door unit | 0 | Average | 1 | 411.12 | EA | 0 | 411.12 |  | 0 | 493.34 | 100 | Percent | 0 | Yes | 493.34 | Yes | No | DOR | AV | DAVID.SO |  | 2023-08-30
FALSE | 427 | LAUNDRYROOM2 | LaundryRoom2 | Cabinetry - upper (wall) units | 0 | Average | 5 | 850.75 | LF | 0 | 170.15 |  | 0 | 1020.91 | 50 | Percent | 0 | Yes | 1020.91 | Yes | No | CAB | UP | DAVID.SO |  | 2023-08-30
FALSE | 428 | LAUNDRYROOM2 | LaundryRoom2 | Seal/prime (1 coat) then paint (1 coat) the surface area | 0 | Average | 256 | 414.72 | SF | 0 | 1.62 |  | 0 | 497.66 | 15 | Percent | 0 | Yes | 497.66 | Yes | No | PNT | SP | DAVID.SO |  | 2023-08-30
FALSE | 429 | LAUNDRYROOM2 | LaundryRoom2 | 1/2" drywall - hung, taped, floated, ready for paint | 0 | Average | 256 | 860.16 | SF | 0 | 3.36 |  | 0 | 1032.2 | 150 | Percent | 0 | Yes | 1032.2 | Yes | No | DRY | 1/2 | DAVID.SO |  | 2023-08-30
FALSE | 430 | LAUNDRYROOM2 | LaundryRoom2 | Paint baseboard - one coat | 0 | Average | 32 | 51.84 | LF | 0 | 1.62 |  | 0 | 62.2 | 15 | Percent | 0 | Yes | 62.2 | Yes | No | PNT | B | DAVID.SO |  | 2023-08-30
FALSE | 431 | LAUNDRYROOM2 | LaundryRoom2 | Baseboard - 3 1/4" | 0 | Average | 32 | 183.36 | LF | 0 | 5.73 |  | 0 | 220.04 | 150 | Percent | 0 | Yes | 220.04 | Yes | No | FNC | B3 | DAVID.SO |  | 2023-08-30
FALSE | 432 | LAUNDRYROOM2 | LaundryRoom2 | 1/2" drywall - hung, taped, floated, ready for paint | 0 | Average | 63.16 | 212.22 | SF | 0 | 3.36 |  | 0 | 254.66 | 150 | Percent | 0 | Yes | 254.66 | Yes | No | DRY | 1/2 | DAVID.SO |  | 2023-08-30
FALSE | 433 | LAUNDRYROOM2 | LaundryRoom2 | Seal the surface area w/latex based stain blocker - one coat | 0 | Average | 63.16 | 66.95 | SF | 0 | 1.06 |  | 0 | 80.35 | 15 | Percent | 0 | Yes | 80.35 | Yes | No | PNT | S | DAVID.SO |  | 2023-08-30
FALSE | 434 | LAUNDRYROOM2 | LaundryRoom2 | Paint the surface area - one coat | 0 | Average | 63.16 | 70.74 | SF | 0 | 1.12 |  | 0 | 84.88 | 15 | Percent | 0 | Yes | 84.88 | Yes | No | PNT | P | DAVID.SO |  | 2023-08-30
FALSE | 435 | LAUNDRYROOM2 | LaundryRoom2 | Vinyl plank flooring | 0 | Average | 13.26 | 85.66 | SF | 0 | 6.46 |  | 0 | 102.8 | 50 | Percent | 0 | Yes | 102.8 | Yes | No | FCV | PLK | DAVID.SO |  | 2023-08-30
FALSE | 436 | LAUNDRYROOM2 | LaundryRoom2 | Vinyl floor covering (sheet goods) - Standard grade | 0 | Average | 14.53 | 49.4 | SF | 0 | 3.4 |  | 0 | 59.28 | 50 | Percent | 0 | Yes | 59.28 | Yes | No | FCV | AV- | DAVID.SO |  | 2023-08-30
FALSE | 437 | LAUNDRYROOM2 | LaundryRoom2 | Snaplock Laminate - simulated wood flooring | 0 | Average | 12.63 | 78.68 | SF | 0 | 6.23 |  | 0 | 94.42 | 25 | Percent | 0 | Yes | 94.42 | Yes | No | FCW | LAM | DAVID.SO |  | 2023-08-30
FALSE | 438 | LAUNDRYROOM2 | LaundryRoom2 | Sand & finish wood floor (natural finish) | 0 | Average | 12.63 | 53.8 | SF | 0 | 4.26 |  | 0 | 64.56 | 10 | Percent | 0 | Yes | 64.56 | Yes | No | FCW | FIN | DAVID.SO |  | 2023-08-30
FALSE | 439 | LAUNDRYROOM2 | LaundryRoom2 | Oak flooring - #1 common - no finish | 0 | Average | 12.63 | 121.12 | SF | 0 | 9.59 |  | 0 | 145.34 | 150 | Percent | 0 | Yes | 145.34 | Yes | No | FCW | AV | DAVID.SO |  | 2023-08-30
FALSE | 440 | LAUNDRYROOM2 | LaundryRoom2 | Carpet pad - Standard grade | 0 | Average | 14.53 | 8.28 | SF | 0 | 0.57 |  | 0 | 9.94 | 10 | Percent | 0 | Yes | 9.94 | Yes | No | FCC | PAD- | DAVID.SO |  | 2023-08-30
FALSE | 441 | LAUNDRYROOM2 | LaundryRoom2 | Carpet - Standard grade | 0 | Average | 14.53 | 50.86 | SF | 0 | 3.5 |  | 0 | 61.04 | 10 | Percent | 0 | Yes | 61.04 | Yes | No | FCC | AV- | DAVID.SO |  | 2023-08-30
FALSE | 442 | WALKINCLOSE2 | WalkInCloset | Outlet | 0 | Average | 2 | 32.16 | EA | 0 | 16.08 |  | 0 | 38.6 | 25 | Percent | 0 | Yes | 38.6 | Yes | No | ELE | OS | DAVID.SO |  | 2023-08-30
FALSE | 443 | WALKINCLOSE2 | WalkInCloset | Seal & paint wood shelving, 12"- 24" width | 0 | Average | 17 | 131.41 | LF | 0 | 7.73 |  | 0 | 157.69 | 15 | Percent | 0 | Yes | 157.69 | Yes | No | PNT | SHW | DAVID.SO |  | 2023-08-30
FALSE | 444 | WALKINCLOSE2 | WalkInCloset | Shelving - 16" - in place | 0 | Average | 17 | 217.94 | LF | 0 | 12.82 |  | 0 | 261.52 | 150 | Percent | 0 | Yes | 261.52 | Yes | No | FNC | SH16 | DAVID.SO |  | 2023-08-30
FALSE | 445 | WALKINCLOSE2 | WalkInCloset | Closet rod | 0 | Average | 17 | 93.84 | LF | 0 | 5.52 |  | 0 | 112.6 | 150 | Percent | 0 | Yes | 112.6 | Yes | No | FNC | CLROD | DAVID.SO |  | 2023-08-30
FALSE | 446 | WALKINCLOSE2 | WalkInCloset | Light fixture - Standard grade | 0 | Average | 1 | 55.73 | EA | 0 | 55.73 |  | 0 | 66.87 | 20 | Percent | 0 | Yes | 66.87 | Yes | No | LIT | AV- | DAVID.SO |  | 2023-08-30
FALSE | 447 | WALKINCLOSE2 | WalkInCloset | Door knob - interior | 0 | Average | 1 | 49.09 | EA | 0 | 49.09 |  | 0 | 58.91 | 20 | Percent | 0 | Yes | 58.91 | Yes | No | FNH | DORH | DAVID.SO |  | 2023-08-30
FALSE | 448 | WALKINCLOSE2 | WalkInCloset | Paint door slab only - 2 coats (per side) | 0 | Average | 2 | 126.18 | EA | 0 | 63.09 |  | 0 | 151.42 | 15 | Percent | 0 | Yes | 151.42 | Yes | No | PNT | DOR | DAVID.SO |  | 2023-08-30
FALSE | 449 | WALKINCLOSE2 | WalkInCloset | Paint door/window trim & jamb - 2 coats (per side) | 0 | Average | 2 | 106.22 | EA | 0 | 53.11 |  | 0 | 127.46 | 15 | Percent | 0 | Yes | 127.46 | Yes | No | PNT | DORT | DAVID.SO |  | 2023-08-30
FALSE | 450 | WALKINCLOSE2 | WalkInCloset | Interior door unit | 0 | Average | 1 | 411.12 | EA | 0 | 411.12 |  | 0 | 493.34 | 100 | Percent | 0 | Yes | 493.34 | Yes | No | DOR | AV | DAVID.SO |  | 2023-08-30
FALSE | 451 | WALKINCLOSE2 | WalkInCloset | Seal/prime (1 coat) then paint (1 coat) the surface area | 0 | Average | 256 | 414.72 | SF | 0 | 1.62 |  | 0 | 497.66 | 15 | Percent | 0 | Yes | 497.66 | Yes | No | PNT | SP | DAVID.SO |  | 2023-08-30
FALSE | 452 | WALKINCLOSE2 | WalkInCloset | 1/2" drywall - hung, taped, floated, ready for paint | 0 | Average | 256 | 860.16 | SF | 0 | 3.36 |  | 0 | 1032.2 | 150 | Percent | 0 | Yes | 1032.2 | Yes | No | DRY | 1/2 | DAVID.SO |  | 2023-08-30
FALSE | 453 | WALKINCLOSE2 | WalkInCloset | Paint baseboard - one coat | 0 | Average | 32 | 51.84 | LF | 0 | 1.62 |  | 0 | 62.2 | 15 | Percent | 0 | Yes | 62.2 | Yes | No | PNT | B | DAVID.SO |  | 2023-08-30
FALSE | 454 | WALKINCLOSE2 | WalkInCloset | Baseboard - 3 1/4" | 0 | Average | 32 | 183.36 | LF | 0 | 5.73 |  | 0 | 220.04 | 150 | Percent | 0 | Yes | 220.04 | Yes | No | FNC | B3 | DAVID.SO |  | 2023-08-30
FALSE | 455 | WALKINCLOSE2 | WalkInCloset | 1/2" drywall - hung, taped, floated, ready for paint | 0 | Average | 63.16 | 212.22 | SF | 0 | 3.36 |  | 0 | 254.66 | 150 | Percent | 0 | Yes | 254.66 | Yes | No | DRY | 1/2 | DAVID.SO |  | 2023-08-30
FALSE | 456 | WALKINCLOSE2 | WalkInCloset | Seal the surface area w/latex based stain blocker - one coat | 0 | Average | 63.16 | 66.95 | SF | 0 | 1.06 |  | 0 | 80.35 | 15 | Percent | 0 | Yes | 80.35 | Yes | No | PNT | S | DAVID.SO |  | 2023-08-30
FALSE | 457 | WALKINCLOSE2 | WalkInCloset | Paint the surface area - one coat | 0 | Average | 63.16 | 70.74 | SF | 0 | 1.12 |  | 0 | 84.88 | 15 | Percent | 0 | Yes | 84.88 | Yes | No | PNT | P | DAVID.SO |  | 2023-08-30
FALSE | 458 | WALKINCLOSE2 | WalkInCloset | Vinyl plank flooring | 0 | Average | 13.26 | 85.66 | SF | 0 | 6.46 |  | 0 | 102.8 | 50 | Percent | 0 | Yes | 102.8 | Yes | No | FCV | PLK | DAVID.SO |  | 2023-08-30
FALSE | 459 | WALKINCLOSE2 | WalkInCloset | Vinyl floor covering (sheet goods) - Standard grade | 0 | Average | 14.53 | 49.4 | SF | 0 | 3.4 |  | 0 | 59.28 | 50 | Percent | 0 | Yes | 59.28 | Yes | No | FCV | AV- | DAVID.SO |  | 2023-08-30
FALSE | 460 | WALKINCLOSE2 | WalkInCloset | Snaplock Laminate - simulated wood flooring | 0 | Average | 12.63 | 78.68 | SF | 0 | 6.23 |  | 0 | 94.42 | 25 | Percent | 0 | Yes | 94.42 | Yes | No | FCW | LAM | DAVID.SO |  | 2023-08-30
FALSE | 461 | WALKINCLOSE2 | WalkInCloset | Sand & finish wood floor (natural finish) | 0 | Average | 12.63 | 53.8 | SF | 0 | 4.26 |  | 0 | 64.56 | 10 | Percent | 0 | Yes | 64.56 | Yes | No | FCW | FIN | DAVID.SO |  | 2023-08-30
FALSE | 462 | WALKINCLOSE2 | WalkInCloset | Oak flooring - #1 common - no finish | 0 | Average | 12.63 | 121.12 | SF | 0 | 9.59 |  | 0 | 145.34 | 150 | Percent | 0 | Yes | 145.34 | Yes | No | FCW | AV | DAVID.SO |  | 2023-08-30
FALSE | 463 | WALKINCLOSE2 | WalkInCloset | Carpet pad - Standard grade | 0 | Average | 14.53 | 8.28 | SF | 0 | 0.57 |  | 0 | 9.94 | 10 | Percent | 0 | Yes | 9.94 | Yes | No | FCC | PAD- | DAVID.SO |  | 2023-08-30
FALSE | 464 | WALKINCLOSE2 | WalkInCloset | Carpet - Standard grade | 0 | Average | 14.53 | 50.86 | SF | 0 | 3.5 |  | 0 | 61.04 | 10 | Percent | 0 | Yes | 61.04 | Yes | No | FCC | AV- | DAVID.SO |  | 2023-08-30
FALSE | 465 | BEDROOM2 | Bedroom2 | Smoke detector - Standard grade | 0 | Average | 1 | 44.87 | EA | 0 | 44.87 |  | 0 | 53.85 | 10 | Percent | 0 | Yes | 53.85 | Yes | No | ELE | SMOKE- | DAVID.SO |  | 2023-08-30
FALSE | 466 | BEDROOM2 | Bedroom2 | Seal & paint wood shelving, 12"- 24" width | 0 | Average | 4 | 30.92 | LF | 0 | 7.73 |  | 0 | 37.1 | 15 | Percent | 0 | Yes | 37.1 | Yes | No | PNT | SHW | DAVID.SO |  | 2023-08-30
FALSE | 467 | BEDROOM2 | Bedroom2 | Shelving - 16" - in place | 0 | Average | 4 | 51.28 | LF | 0 | 12.82 |  | 0 | 61.54 | 150 | Percent | 0 | Yes | 61.54 | Yes | No | FNC | SH16 | DAVID.SO |  | 2023-08-30
FALSE | 468 | BEDROOM2 | Bedroom2 | Closet rod | 0 | Average | 4 | 22.08 | LF | 0 | 5.52 |  | 0 | 26.5 | 150 | Percent | 0 | Yes | 26.5 | Yes | No | FNC | CLROD | DAVID.SO |  | 2023-08-30
FALSE | 469 | BEDROOM2 | Bedroom2 | Outlet | 0 | Average | 5 | 80.4 | EA | 0 | 16.08 |  | 0 | 96.48 | 25 | Percent | 0 | Yes | 96.48 | Yes | No | ELE | OS | DAVID.SO |  | 2023-08-30
FALSE | 470 | BEDROOM2 | Bedroom2 | Light fixture - Standard grade | 0 | Average | 1 | 55.73 | EA | 0 | 55.73 |  | 0 | 66.87 | 20 | Percent | 0 | Yes | 66.87 | Yes | No | LIT | AV- | DAVID.SO |  | 2023-08-30
FALSE | 471 | BEDROOM2 | Bedroom2 | Door knob - interior | 0 | Average | 1 | 49.09 | EA | 0 | 49.09 |  | 0 | 58.91 | 20 | Percent | 0 | Yes | 58.91 | Yes | No | FNH | DORH | DAVID.SO |  | 2023-08-30
FALSE | 472 | BEDROOM2 | Bedroom2 | Paint bifold door set - slab only - 2 coats (per side) | 0 | Average | 2 | 166.64 | EA | 0 | 83.32 |  | 0 | 199.96 | 15 | Percent | 0 | Yes | 199.96 | Yes | No | PNT | BF | DAVID.SO |  | 2023-08-30
FALSE | 473 | BEDROOM2 | Bedroom2 | Bifold door set - lauan/mahogany - Double | 0 | Average | 1 | 403.94 | EA | 0 | 403.94 |  | 0 | 484.72 | 100 | Percent | 0 | Yes | 484.72 | Yes | No | DOR | BF- | DAVID.SO |  | 2023-08-30
FALSE | 474 | BEDROOM2 | Bedroom2 | Paint door slab only - 2 coats (per side) | 0 | Average | 2 | 126.18 | EA | 0 | 63.09 |  | 0 | 151.42 | 15 | Percent | 0 | Yes | 151.42 | Yes | No | PNT | DOR | DAVID.SO |  | 2023-08-30
FALSE | 475 | BEDROOM2 | Bedroom2 | Paint door/window trim & jamb - 2 coats (per side) | 0 | Average | 2 | 106.22 | EA | 0 | 53.11 |  | 0 | 127.46 | 15 | Percent | 0 | Yes | 127.46 | Yes | No | PNT | DORT | DAVID.SO |  | 2023-08-30
FALSE | 476 | BEDROOM2 | Bedroom2 | Interior door unit | 0 | Average | 1 | 411.12 | EA | 0 | 411.12 |  | 0 | 493.34 | 100 | Percent | 0 | Yes | 493.34 | Yes | No | DOR | AV | DAVID.SO |  | 2023-08-30
FALSE | 477 | BEDROOM2 | Bedroom2 | Seal/prime (1 coat) then paint (1 coat) the surface area | 0 | Average | 369.33 | 598.31 | SF | 0 | 1.62 |  | 0 | 717.97 | 15 | Percent | 0 | Yes | 717.97 | Yes | No | PNT | SP | DAVID.SO |  | 2023-08-30
FALSE | 478 | BEDROOM2 | Bedroom2 | 1/2" drywall - hung, taped, floated, ready for paint | 0 | Average | 369.33 | 1240.95 | SF | 0 | 3.36 |  | 0 | 1489.15 | 150 | Percent | 0 | Yes | 1489.15 | Yes | No | DRY | 1/2 | DAVID.SO |  | 2023-08-30
FALSE | 479 | BEDROOM2 | Bedroom2 | Paint baseboard - one coat | 0 | Average | 46.17 | 74.8 | LF | 0 | 1.62 |  | 0 | 89.76 | 15 | Percent | 0 | Yes | 89.76 | Yes | No | PNT | B | DAVID.SO |  | 2023-08-30
FALSE | 480 | BEDROOM2 | Bedroom2 | Baseboard - 3 1/4" | 0 | Average | 46.17 | 264.55 | LF | 0 | 5.73 |  | 0 | 317.47 | 150 | Percent | 0 | Yes | 317.47 | Yes | No | FNC | B3 | DAVID.SO |  | 2023-08-30
FALSE | 481 | BEDROOM2 | Bedroom2 | 1/2" drywall - hung, taped, floated, ready for paint | 0 | Average | 132.44 | 445 | SF | 0 | 3.36 |  | 0 | 534 | 150 | Percent | 0 | Yes | 534 | Yes | No | DRY | 1/2 | DAVID.SO |  | 2023-08-30
FALSE | 482 | BEDROOM2 | Bedroom2 | Seal the surface area w/latex based stain blocker - one coat | 0 | Average | 132.44 | 140.39 | SF | 0 | 1.06 |  | 0 | 168.47 | 15 | Percent | 0 | Yes | 168.47 | Yes | No | PNT | S | DAVID.SO |  | 2023-08-30
FALSE | 483 | BEDROOM2 | Bedroom2 | Paint the surface area - one coat | 0 | Average | 132.44 | 148.33 | SF | 0 | 1.12 |  | 0 | 177.99 | 15 | Percent | 0 | Yes | 177.99 | Yes | No | PNT | P | DAVID.SO |  | 2023-08-30
FALSE | 484 | BEDROOM2 | Bedroom2 | Vinyl plank flooring | 0 | Average | 27.81 | 179.65 | SF | 0 | 6.46 |  | 0 | 215.59 | 50 | Percent | 0 | Yes | 215.59 | Yes | No | FCV | PLK | DAVID.SO |  | 2023-08-30
FALSE | 485 | BEDROOM2 | Bedroom2 | Vinyl floor covering (sheet goods) - Standard grade | 0 | Average | 30.46 | 103.56 | SF | 0 | 3.4 |  | 0 | 124.28 | 50 | Percent | 0 | Yes | 124.28 | Yes | No | FCV | AV- | DAVID.SO |  | 2023-08-30
FALSE | 486 | BEDROOM2 | Bedroom2 | Snaplock Laminate - simulated wood flooring | 0 | Average | 26.49 | 165.03 | SF | 0 | 6.23 |  | 0 | 198.03 | 25 | Percent | 0 | Yes | 198.03 | Yes | No | FCW | LAM | DAVID.SO |  | 2023-08-30
FALSE | 487 | BEDROOM2 | Bedroom2 | Sand & finish wood floor (natural finish) | 0 | Average | 26.49 | 112.85 | SF | 0 | 4.26 |  | 0 | 135.43 | 10 | Percent | 0 | Yes | 135.43 | Yes | No | FCW | FIN | DAVID.SO |  | 2023-08-30
FALSE | 488 | BEDROOM2 | Bedroom2 | Oak flooring - #1 common - no finish | 0 | Average | 26.49 | 254.04 | SF | 0 | 9.59 |  | 0 | 304.84 | 150 | Percent | 0 | Yes | 304.84 | Yes | No | FCW | AV | DAVID.SO |  | 2023-08-30
FALSE | 489 | BEDROOM2 | Bedroom2 | Carpet pad - Standard grade | 0 | Average | 30.46 | 17.36 | SF | 0 | 0.57 |  | 0 | 20.84 | 10 | Percent | 0 | Yes | 20.84 | Yes | No | FCC | PAD- | DAVID.SO |  | 2023-08-30
FALSE | 490 | BEDROOM2 | Bedroom2 | Carpet - Standard grade | 0 | Average | 30.46 | 106.61 | SF | 0 | 3.5 |  | 0 | 127.93 | 10 | Percent | 0 | Yes | 127.93 | Yes | No | FCC | AV- | DAVID.SO |  | 2023-08-30
FALSE | 491 | KITCHEN | Kitchen | 220 volt outlet | 0 | Average | 1 | 37.78 | EA | 0 | 37.78 |  | 0 | 45.34 | 25 | Percent | 0 | Yes | 45.34 | Yes | No | ELE | OL220 | DAVID.SO |  | 2023-08-30
FALSE | 492 | KITCHEN | Kitchen | Ground fault interrupter (GFI) outlet | 0 | Average | 2 | 74.56 | EA | 0 | 37.28 |  | 0 | 89.48 | 10 | Percent | 0 | Yes | 89.48 | Yes | No | ELE | GFI | DAVID.SO |  | 2023-08-30
FALSE | 493 | KITCHEN | Kitchen | Outlet | 0 | Average | 4 | 64.32 | EA | 0 | 16.08 |  | 0 | 77.18 | 25 | Percent | 0 | Yes | 77.18 | Yes | No | ELE | OS | DAVID.SO |  | 2023-08-30
FALSE | 494 | KITCHEN | Kitchen | Outlet | 0 | Average | 2 | 32.16 | EA | 0 | 16.08 |  | 0 | 38.6 | 25 | Percent | 0 | Yes | 38.6 | Yes | No | ELE | OS | DAVID.SO |  | 2023-08-30
FALSE | 495 | KITCHEN | Kitchen | Rough-in plumbing - per fixture - w/PEX - Branch system | 0 | Average | 1 | 626.78 | EA | 0 | 626.78 |  | 0 | 752.14 | 80 | Percent | 0 | Yes | 752.14 | Yes | No | PLM | RFIXP- | DAVID.SO |  | 2023-08-30
FALSE | 496 | KITCHEN | Kitchen | Sink faucet - Kitchen - Standard grade | 0 | Average | 1 | 205.97 | EA | 0 | 205.97 |  | 0 | 247.17 | 15 | Percent | 0 | Yes | 247.17 | Yes | No | PLM | FAU- | DAVID.SO |  | 2023-08-30
FALSE | 497 | KITCHEN | Kitchen | Sink - double basin - Standard grade | 0 | Average | 1 | 352.28 | EA | 0 | 352.28 |  | 0 | 422.74 | 50 | Percent | 0 | Yes | 422.74 | Yes | No | PLM | SNKD- | DAVID.SO |  | 2023-08-30
FALSE | 498 | KITCHEN | Kitchen | Fluorescent - two tube - 4' - strip light | 0 | Average | 1 | 102.01 | EA | 0 | 102.01 |  | 0 | 122.41 | 20 | Percent | 0 | Yes | 122.41 | Yes | No | LIT | FL2-4 | DAVID.SO |  | 2023-08-30
FALSE | 499 | KITCHEN | Kitchen | Cabinetry - lower (base) units - Standard grade | 0 | Average | 6 | 1096.38 | LF | 0 | 182.73 |  | 0 | 1315.66 | 50 | Percent | 0 | Yes | 1315.66 | Yes | No | CAB | LOW- | DAVID.SO |  | 2023-08-30
FALSE | 500 | KITCHEN | Kitchen | Appliance water line - 1/4" | 0 | Average | 1 | 73.29 | EA | 0 | 73.29 |  | 0 | 87.95 | 50 | Percent | 0 | Yes | 87.95 | Yes | No | APP | WL | DAVID.SO |  | 2023-08-30
FALSE | 501 | KITCHEN | Kitchen | Cabinet knob or pull | 0 | Average | 28 | 303.52 | EA | 0 | 10.84 |  | 0 | 364.22 | 20 | Percent | 0 | Yes | 364.22 | Yes | No | CAB | KNPL | DAVID.SO |  | 2023-08-30
FALSE | 502 | KITCHEN | Kitchen | Cabinetry - upper (wall) units - High grade | 0 | Average | 14 | 3335.64 | LF | 0 | 238.26 |  | 0 | 4002.76 | 50 | Percent | 0 | Yes | 4002.76 | Yes | No | CAB | UP+ | DAVID.SO |  | 2023-08-30
FALSE | 503 | KITCHEN | Kitchen | Cabinetry - lower (base) units - Standard grade | 0 | Average | 16 | 2923.68 | LF | 0 | 182.73 |  | 0 | 3508.42 | 50 | Percent | 0 | Yes | 3508.42 | Yes | No | CAB | LOW- | DAVID.SO |  | 2023-08-30
FALSE | 504 | KITCHEN | Kitchen | Countertop - flat laid plastic laminate - Premium grade | 0 | Average | 18 | 1268.64 | LF | 0 | 70.48 |  | 0 | 1522.36 | 15 | Percent | 0 | Yes | 1522.36 | Yes | No | CAB | CTFL++ | DAVID.SO |  | 2023-08-30
FALSE | 505 | KITCHEN | Kitchen | Countertop - post formed plastic laminate - Standard grade | 0 | Average | 6 | 278.88 | LF | 0 | 46.48 |  | 0 | 334.66 | 15 | Percent | 0 | Yes | 334.66 | Yes | No | CAB | CTPF- | DAVID.SO |  | 2023-08-30
FALSE | 506 | KITCHEN | Kitchen | 110 volt copper wiring run, box and outlet | 0 | Average | 1 | 87.99 | EA | 0 | 87.99 |  | 0 | 105.59 | 100 | Percent | 0 | Yes | 105.59 | Yes | No | ELE | 110 | DAVID.SO |  | 2023-08-30
FALSE | 507 | KITCHEN | Kitchen | Range hood - Standard grade | 0 | Average | 1 | 177.29 | EA | 0 | 177.29 |  | 0 | 212.75 | 14 | Percent | 0 | Yes | 212.75 | Yes | No | APP | HD- | DAVID.SO |  | 2023-08-30
FALSE | 508 | KITCHEN | Kitchen | Dishwasher - Standard grade | 0 | Average | 1 | 547.22 | EA | 0 | 547.22 |  | 0 | 656.66 | 9 | Percent | 0 | Yes | 656.66 | Yes | No | APP | DW- | DAVID.SO |  | 2023-08-30
FALSE | 509 | KITCHEN | Kitchen | Range - freestanding - electric - Standard grade | 0 | Average | 1 | 739.82 | EA | 0 | 739.82 |  | 0 | 887.78 | 13 | Percent | 0 | Yes | 887.78 | Yes | No | APP | RG- | DAVID.SO |  | 2023-08-30
FALSE | 510 | KITCHEN | Kitchen | Refrigerator - top freezer - 18 to 22 cf | 0 | Average | 1 | 882.13 | EA | 0 | 882.13 |  | 0 | 1058.55 | 14 | Percent | 0 | Yes | 1058.55 | Yes | No | APP | RF18 | DAVID.SO |  | 2023-08-30
FALSE | 511 | KITCHEN | Kitchen | Seal/prime (1 coat) then paint (1 coat) the surface area | 0 | Average | 298.67 | 483.85 | SF | 0 | 1.62 |  | 0 | 580.63 | 15 | Percent | 0 | Yes | 580.63 | Yes | No | PNT | SP | DAVID.SO |  | 2023-08-30
FALSE | 512 | KITCHEN | Kitchen | 1/2" drywall - hung, taped, floated, ready for paint | 0 | Average | 298.67 | 1003.53 | SF | 0 | 3.36 |  | 0 | 1204.23 | 150 | Percent | 0 | Yes | 1204.23 | Yes | No | DRY | 1/2 | DAVID.SO |  | 2023-08-30
FALSE | 513 | KITCHEN | Kitchen | Paint baseboard - one coat | 0 | Average | 18.67 | 30.25 | LF | 0 | 1.62 |  | 0 | 36.31 | 15 | Percent | 0 | Yes | 36.31 | Yes | No | PNT | B | DAVID.SO |  | 2023-08-30
FALSE | 514 | KITCHEN | Kitchen | Baseboard - 3 1/4" | 0 | Average | 18.67 | 106.98 | LF | 0 | 5.73 |  | 0 | 128.38 | 150 | Percent | 0 | Yes | 128.38 | Yes | No | FNC | B3 | DAVID.SO |  | 2023-08-30
FALSE | 515 | KITCHEN | Kitchen | 1/2" drywall - hung, taped, floated, ready for paint | 0 | Average | 86.94 | 292.12 | SF | 0 | 3.36 |  | 0 | 350.54 | 150 | Percent | 0 | Yes | 350.54 | Yes | No | DRY | 1/2 | DAVID.SO |  | 2023-08-30
FALSE | 516 | KITCHEN | Kitchen | Seal the surface area w/latex based stain blocker - one coat | 0 | Average | 86.94 | 92.16 | SF | 0 | 1.06 |  | 0 | 110.6 | 15 | Percent | 0 | Yes | 110.6 | Yes | No | PNT | S | DAVID.SO |  | 2023-08-30
FALSE | 517 | KITCHEN | Kitchen | Paint the surface area - one coat | 0 | Average | 86.94 | 97.37 | SF | 0 | 1.12 |  | 0 | 116.85 | 15 | Percent | 0 | Yes | 116.85 | Yes | No | PNT | P | DAVID.SO |  | 2023-08-30
FALSE | 518 | KITCHEN | Kitchen | Vinyl plank flooring | 0 | Average | 18.26 | 117.96 | SF | 0 | 6.46 |  | 0 | 141.56 | 50 | Percent | 0 | Yes | 141.56 | Yes | No | FCV | PLK | DAVID.SO |  | 2023-08-30
FALSE | 519 | KITCHEN | Kitchen | Vinyl floor covering (sheet goods) - Standard grade | 0 | Average | 20 | 68 | SF | 0 | 3.4 |  | 0 | 81.6 | 50 | Percent | 0 | Yes | 81.6 | Yes | No | FCV | AV- | DAVID.SO |  | 2023-08-30
FALSE | 520 | KITCHEN | Kitchen | Snaplock Laminate - simulated wood flooring | 0 | Average | 17.39 | 108.34 | SF | 0 | 6.23 |  | 0 | 130 | 25 | Percent | 0 | Yes | 130 | Yes | No | FCW | LAM | DAVID.SO |  | 2023-08-30
FALSE | 521 | KITCHEN | Kitchen | Sand & finish wood floor (natural finish) | 0 | Average | 17.39 | 74.08 | SF | 0 | 4.26 |  | 0 | 88.9 | 10 | Percent | 0 | Yes | 88.9 | Yes | No | FCW | FIN | DAVID.SO |  | 2023-08-30
FALSE | 522 | KITCHEN | Kitchen | Oak flooring - #1 common - no finish | 0 | Average | 17.39 | 166.77 | SF | 0 | 9.59 |  | 0 | 200.13 | 150 | Percent | 0 | Yes | 200.13 | Yes | No | FCW | AV | DAVID.SO |  | 2023-08-30
FALSE | 523 | KITCHEN | Kitchen | Carpet pad - Standard grade | 0 | Average | 20 | 11.4 | SF | 0 | 0.57 |  | 0 | 13.68 | 10 | Percent | 0 | Yes | 13.68 | Yes | No | FCC | PAD- | DAVID.SO |  | 2023-08-30
FALSE | 524 | KITCHEN | Kitchen | Carpet - Standard grade | 0 | Average | 20 | 70 | SF | 0 | 3.5 |  | 0 | 84 | 10 | Percent | 0 | Yes | 84 | Yes | No | FCC | AV- | DAVID.SO |  | 2023-08-30
FALSE | 525 | BEDROOM3 | Bedroom3 | Smoke detector - Standard grade | 0 | Average | 1 | 44.87 | EA | 0 | 44.87 |  | 0 | 53.85 | 10 | Percent | 0 | Yes | 53.85 | Yes | No | ELE | SMOKE- | DAVID.SO |  | 2023-08-30
FALSE | 526 | BEDROOM3 | Bedroom3 | Seal & paint wood shelving, 12"- 24" width | 0 | Average | 4 | 30.92 | LF | 0 | 7.73 |  | 0 | 37.1 | 15 | Percent | 0 | Yes | 37.1 | Yes | No | PNT | SHW | DAVID.SO |  | 2023-08-30
FALSE | 527 | BEDROOM3 | Bedroom3 | Shelving - 16" - in place | 0 | Average | 4 | 51.28 | LF | 0 | 12.82 |  | 0 | 61.54 | 150 | Percent | 0 | Yes | 61.54 | Yes | No | FNC | SH16 | DAVID.SO |  | 2023-08-30
FALSE | 528 | BEDROOM3 | Bedroom3 | Closet rod | 0 | Average | 4 | 22.08 | LF | 0 | 5.52 |  | 0 | 26.5 | 150 | Percent | 0 | Yes | 26.5 | Yes | No | FNC | CLROD | DAVID.SO |  | 2023-08-30
FALSE | 529 | BEDROOM3 | Bedroom3 | Outlet | 0 | Average | 5 | 80.4 | EA | 0 | 16.08 |  | 0 | 96.48 | 25 | Percent | 0 | Yes | 96.48 | Yes | No | ELE | OS | DAVID.SO |  | 2023-08-30
FALSE | 530 | BEDROOM3 | Bedroom3 | Light fixture - Standard grade | 0 | Average | 1 | 55.73 | EA | 0 | 55.73 |  | 0 | 66.87 | 20 | Percent | 0 | Yes | 66.87 | Yes | No | LIT | AV- | DAVID.SO |  | 2023-08-30
FALSE | 531 | BEDROOM3 | Bedroom3 | Door knob - interior | 0 | Average | 1 | 49.09 | EA | 0 | 49.09 |  | 0 | 58.91 | 20 | Percent | 0 | Yes | 58.91 | Yes | No | FNH | DORH | DAVID.SO |  | 2023-08-30
FALSE | 532 | BEDROOM3 | Bedroom3 | Paint bifold door set - slab only - 2 coats (per side) | 0 | Average | 2 | 166.64 | EA | 0 | 83.32 |  | 0 | 199.96 | 15 | Percent | 0 | Yes | 199.96 | Yes | No | PNT | BF | DAVID.SO |  | 2023-08-30
FALSE | 533 | BEDROOM3 | Bedroom3 | Bifold door set - lauan/mahogany - Double | 0 | Average | 1 | 403.94 | EA | 0 | 403.94 |  | 0 | 484.72 | 100 | Percent | 0 | Yes | 484.72 | Yes | No | DOR | BF- | DAVID.SO |  | 2023-08-30
FALSE | 534 | BEDROOM3 | Bedroom3 | Paint door slab only - 2 coats (per side) | 0 | Average | 2 | 126.18 | EA | 0 | 63.09 |  | 0 | 151.42 | 15 | Percent | 0 | Yes | 151.42 | Yes | No | PNT | DOR | DAVID.SO |  | 2023-08-30
FALSE | 535 | BEDROOM3 | Bedroom3 | Paint door/window trim & jamb - 2 coats (per side) | 0 | Average | 2 | 106.22 | EA | 0 | 53.11 |  | 0 | 127.46 | 15 | Percent | 0 | Yes | 127.46 | Yes | No | PNT | DORT | DAVID.SO |  | 2023-08-30
FALSE | 536 | BEDROOM3 | Bedroom3 | Interior door unit | 0 | Average | 1 | 411.12 | EA | 0 | 411.12 |  | 0 | 493.34 | 100 | Percent | 0 | Yes | 493.34 | Yes | No | DOR | AV | DAVID.SO |  | 2023-08-30
FALSE | 537 | BEDROOM3 | Bedroom3 | Seal/prime (1 coat) then paint (1 coat) the surface area | 0 | Average | 426.67 | 691.21 | SF | 0 | 1.62 |  | 0 | 829.45 | 15 | Percent | 0 | Yes | 829.45 | Yes | No | PNT | SP | DAVID.SO |  | 2023-08-30
FALSE | 538 | BEDROOM3 | Bedroom3 | 1/2" drywall - hung, taped, floated, ready for paint | 0 | Average | 426.67 | 1433.61 | SF | 0 | 3.36 |  | 0 | 1720.33 | 150 | Percent | 0 | Yes | 1720.33 | Yes | No | DRY | 1/2 | DAVID.SO |  | 2023-08-30
FALSE | 539 | BEDROOM3 | Bedroom3 | Paint baseboard - one coat | 0 | Average | 53.33 | 86.39 | LF | 0 | 1.62 |  | 0 | 103.67 | 15 | Percent | 0 | Yes | 103.67 | Yes | No | PNT | B | DAVID.SO |  | 2023-08-30
FALSE | 540 | BEDROOM3 | Bedroom3 | Baseboard - 3 1/4" | 0 | Average | 53.33 | 305.58 | LF | 0 | 5.73 |  | 0 | 366.7 | 150 | Percent | 0 | Yes | 366.7 | Yes | No | FNC | B3 | DAVID.SO |  | 2023-08-30
FALSE | 541 | BEDROOM3 | Bedroom3 | 1/2" drywall - hung, taped, floated, ready for paint | 0 | Average | 176.94 | 594.52 | SF | 0 | 3.36 |  | 0 | 713.42 | 150 | Percent | 0 | Yes | 713.42 | Yes | No | DRY | 1/2 | DAVID.SO |  | 2023-08-30
FALSE | 542 | BEDROOM3 | Bedroom3 | Seal the surface area w/latex based stain blocker - one coat | 0 | Average | 176.94 | 187.56 | SF | 0 | 1.06 |  | 0 | 225.08 | 15 | Percent | 0 | Yes | 225.08 | Yes | No | PNT | S | DAVID.SO |  | 2023-08-30
FALSE | 543 | BEDROOM3 | Bedroom3 | Paint the surface area - one coat | 0 | Average | 176.94 | 198.17 | SF | 0 | 1.12 |  | 0 | 237.81 | 15 | Percent | 0 | Yes | 237.81 | Yes | No | PNT | P | DAVID.SO |  | 2023-08-30
FALSE | 544 | BEDROOM3 | Bedroom3 | Vinyl plank flooring | 0 | Average | 37.16 | 240.05 | SF | 0 | 6.46 |  | 0 | 288.07 | 50 | Percent | 0 | Yes | 288.07 | Yes | No | FCV | PLK | DAVID.SO |  | 2023-08-30
FALSE | 545 | BEDROOM3 | Bedroom3 | Vinyl floor covering (sheet goods) - Standard grade | 0 | Average | 40.7 | 138.38 | SF | 0 | 3.4 |  | 0 | 166.06 | 50 | Percent | 0 | Yes | 166.06 | Yes | No | FCV | AV- | DAVID.SO |  | 2023-08-30
FALSE | 546 | BEDROOM3 | Bedroom3 | Snaplock Laminate - simulated wood flooring | 0 | Average | 35.39 | 220.48 | SF | 0 | 6.23 |  | 0 | 264.58 | 25 | Percent | 0 | Yes | 264.58 | Yes | No | FCW | LAM | DAVID.SO |  | 2023-08-30
FALSE | 547 | BEDROOM3 | Bedroom3 | Sand & finish wood floor (natural finish) | 0 | Average | 35.39 | 150.76 | SF | 0 | 4.26 |  | 0 | 180.92 | 10 | Percent | 0 | Yes | 180.92 | Yes | No | FCW | FIN | DAVID.SO |  | 2023-08-30
FALSE | 548 | BEDROOM3 | Bedroom3 | Oak flooring - #1 common - no finish | 0 | Average | 35.39 | 339.39 | SF | 0 | 9.59 |  | 0 | 407.27 | 150 | Percent | 0 | Yes | 407.27 | Yes | No | FCW | AV | DAVID.SO |  | 2023-08-30
FALSE | 549 | BEDROOM3 | Bedroom3 | Carpet pad - Standard grade | 0 | Average | 40.7 | 23.2 | SF | 0 | 0.57 |  | 0 | 27.84 | 10 | Percent | 0 | Yes | 27.84 | Yes | No | FCC | PAD- | DAVID.SO |  | 2023-08-30
FALSE | 550 | BEDROOM3 | Bedroom3 | Carpet - Standard grade | 0 | Average | 40.7 | 142.45 | SF | 0 | 3.5 |  | 0 | 170.95 | 10 | Percent | 0 | Yes | 170.95 | Yes | No | FCC | AV- | DAVID.SO |  | 2023-08-30
FALSE | 551 | BEDROOM6 | Bedroom6 | Smoke detector - Standard grade | 0 | Average | 1 | 44.87 | EA | 0 | 44.87 |  | 0 | 53.85 | 10 | Percent | 0 | Yes | 53.85 | Yes | No | ELE | SMOKE- | DAVID.SO |  | 2023-08-30
FALSE | 552 | BEDROOM6 | Bedroom6 | Seal & paint wood shelving, 12"- 24" width | 0 | Average | 4 | 30.92 | LF | 0 | 7.73 |  | 0 | 37.1 | 15 | Percent | 0 | Yes | 37.1 | Yes | No | PNT | SHW | DAVID.SO |  | 2023-08-30
FALSE | 553 | BEDROOM6 | Bedroom6 | Shelving - 16" - in place | 0 | Average | 4 | 51.28 | LF | 0 | 12.82 |  | 0 | 61.54 | 150 | Percent | 0 | Yes | 61.54 | Yes | No | FNC | SH16 | DAVID.SO |  | 2023-08-30
FALSE | 554 | BEDROOM6 | Bedroom6 | Closet rod | 0 | Average | 4 | 22.08 | LF | 0 | 5.52 |  | 0 | 26.5 | 150 | Percent | 0 | Yes | 26.5 | Yes | No | FNC | CLROD | DAVID.SO |  | 2023-08-30
FALSE | 555 | BEDROOM6 | Bedroom6 | Outlet | 0 | Average | 5 | 80.4 | EA | 0 | 16.08 |  | 0 | 96.48 | 25 | Percent | 0 | Yes | 96.48 | Yes | No | ELE | OS | DAVID.SO |  | 2023-08-30
FALSE | 556 | BEDROOM6 | Bedroom6 | Light fixture - Standard grade | 0 | Average | 1 | 55.73 | EA | 0 | 55.73 |  | 0 | 66.87 | 20 | Percent | 0 | Yes | 66.87 | Yes | No | LIT | AV- | DAVID.SO |  | 2023-08-30
FALSE | 557 | BEDROOM6 | Bedroom6 | Door knob - interior | 0 | Average | 1 | 49.09 | EA | 0 | 49.09 |  | 0 | 58.91 | 20 | Percent | 0 | Yes | 58.91 | Yes | No | FNH | DORH | DAVID.SO |  | 2023-08-30
FALSE | 558 | BEDROOM6 | Bedroom6 | Paint bifold door set - slab only - 2 coats (per side) | 0 | Average | 2 | 166.64 | EA | 0 | 83.32 |  | 0 | 199.96 | 15 | Percent | 0 | Yes | 199.96 | Yes | No | PNT | BF | DAVID.SO |  | 2023-08-30
FALSE | 559 | BEDROOM6 | Bedroom6 | Bifold door set - lauan/mahogany - Double | 0 | Average | 1 | 403.94 | EA | 0 | 403.94 |  | 0 | 484.72 | 100 | Percent | 0 | Yes | 484.72 | Yes | No | DOR | BF- | DAVID.SO |  | 2023-08-30
FALSE | 560 | BEDROOM6 | Bedroom6 | Paint door slab only - 2 coats (per side) | 0 | Average | 2 | 126.18 | EA | 0 | 63.09 |  | 0 | 151.42 | 15 | Percent | 0 | Yes | 151.42 | Yes | No | PNT | DOR | DAVID.SO |  | 2023-08-30
FALSE | 561 | BEDROOM6 | Bedroom6 | Paint door/window trim & jamb - 2 coats (per side) | 0 | Average | 2 | 106.22 | EA | 0 | 53.11 |  | 0 | 127.46 | 15 | Percent | 0 | Yes | 127.46 | Yes | No | PNT | DORT | DAVID.SO |  | 2023-08-30
FALSE | 562 | BEDROOM6 | Bedroom6 | Interior door unit | 0 | Average | 1 | 411.12 | EA | 0 | 411.12 |  | 0 | 493.34 | 100 | Percent | 0 | Yes | 493.34 | Yes | No | DOR | AV | DAVID.SO |  | 2023-08-30
FALSE | 563 | BEDROOM6 | Bedroom6 | Seal/prime (1 coat) then paint (1 coat) the surface area | 0 | Average | 426.67 | 691.21 | SF | 0 | 1.62 |  | 0 | 829.45 | 15 | Percent | 0 | Yes | 829.45 | Yes | No | PNT | SP | DAVID.SO |  | 2023-08-30
FALSE | 564 | BEDROOM6 | Bedroom6 | 1/2" drywall - hung, taped, floated, ready for paint | 0 | Average | 426.67 | 1433.61 | SF | 0 | 3.36 |  | 0 | 1720.33 | 150 | Percent | 0 | Yes | 1720.33 | Yes | No | DRY | 1/2 | DAVID.SO |  | 2023-08-30
FALSE | 565 | BEDROOM6 | Bedroom6 | Paint baseboard - one coat | 0 | Average | 53.33 | 86.39 | LF | 0 | 1.62 |  | 0 | 103.67 | 15 | Percent | 0 | Yes | 103.67 | Yes | No | PNT | B | DAVID.SO |  | 2023-08-30
FALSE | 566 | BEDROOM6 | Bedroom6 | Baseboard - 3 1/4" | 0 | Average | 53.33 | 305.58 | LF | 0 | 5.73 |  | 0 | 366.7 | 150 | Percent | 0 | Yes | 366.7 | Yes | No | FNC | B3 | DAVID.SO |  | 2023-08-30
FALSE | 567 | BEDROOM6 | Bedroom6 | 1/2" drywall - hung, taped, floated, ready for paint | 0 | Average | 176.94 | 594.52 | SF | 0 | 3.36 |  | 0 | 713.42 | 150 | Percent | 0 | Yes | 713.42 | Yes | No | DRY | 1/2 | DAVID.SO |  | 2023-08-30
FALSE | 568 | BEDROOM6 | Bedroom6 | Seal the surface area w/latex based stain blocker - one coat | 0 | Average | 176.94 | 187.56 | SF | 0 | 1.06 |  | 0 | 225.08 | 15 | Percent | 0 | Yes | 225.08 | Yes | No | PNT | S | DAVID.SO |  | 2023-08-30
FALSE | 569 | BEDROOM6 | Bedroom6 | Paint the surface area - one coat | 0 | Average | 176.94 | 198.17 | SF | 0 | 1.12 |  | 0 | 237.81 | 15 | Percent | 0 | Yes | 237.81 | Yes | No | PNT | P | DAVID.SO |  | 2023-08-30
FALSE | 570 | BEDROOM6 | Bedroom6 | Vinyl plank flooring | 0 | Average | 37.16 | 240.05 | SF | 0 | 6.46 |  | 0 | 288.07 | 50 | Percent | 0 | Yes | 288.07 | Yes | No | FCV | PLK | DAVID.SO |  | 2023-08-30
FALSE | 571 | BEDROOM6 | Bedroom6 | Vinyl floor covering (sheet goods) - Standard grade | 0 | Average | 40.7 | 138.38 | SF | 0 | 3.4 |  | 0 | 166.06 | 50 | Percent | 0 | Yes | 166.06 | Yes | No | FCV | AV- | DAVID.SO |  | 2023-08-30
FALSE | 572 | BEDROOM6 | Bedroom6 | Snaplock Laminate - simulated wood flooring | 0 | Average | 35.39 | 220.48 | SF | 0 | 6.23 |  | 0 | 264.58 | 25 | Percent | 0 | Yes | 264.58 | Yes | No | FCW | LAM | DAVID.SO |  | 2023-08-30
FALSE | 573 | BEDROOM6 | Bedroom6 | Sand & finish wood floor (natural finish) | 0 | Average | 35.39 | 150.76 | SF | 0 | 4.26 |  | 0 | 180.92 | 10 | Percent | 0 | Yes | 180.92 | Yes | No | FCW | FIN | DAVID.SO |  | 2023-08-30
FALSE | 574 | BEDROOM6 | Bedroom6 | Oak flooring - #1 common - no finish | 0 | Average | 35.39 | 339.39 | SF | 0 | 9.59 |  | 0 | 407.27 | 150 | Percent | 0 | Yes | 407.27 | Yes | No | FCW | AV | DAVID.SO |  | 2023-08-30
FALSE | 575 | BEDROOM6 | Bedroom6 | Carpet pad - Standard grade | 0 | Average | 40.7 | 23.2 | SF | 0 | 0.57 |  | 0 | 27.84 | 10 | Percent | 0 | Yes | 27.84 | Yes | No | FCC | PAD- | DAVID.SO |  | 2023-08-30
FALSE | 576 | BEDROOM6 | Bedroom6 | Carpet - Standard grade | 0 | Average | 40.7 | 142.45 | SF | 0 | 3.5 |  | 0 | 170.95 | 10 | Percent | 0 | Yes | 170.95 | Yes | No | FCC | AV- | DAVID.SO |  | 2023-08-30
FALSE | 577 | HALLWAY2 | Hallway2 | Smoke detector - Standard grade | 0 | Average | 1 | 44.87 | EA | 0 | 44.87 |  | 0 | 53.85 | 10 | Percent | 0 | Yes | 53.85 | Yes | No | ELE | SMOKE- | DAVID.SO |  | 2023-08-30
FALSE | 578 | HALLWAY2 | Hallway2 | Outlet | 0 | Average | 1 | 16.08 | EA | 0 | 16.08 |  | 0 | 19.3 | 25 | Percent | 0 | Yes | 19.3 | Yes | No | ELE | OS | DAVID.SO |  | 2023-08-30
FALSE | 579 | HALLWAY2 | Hallway2 | Light fixture - Standard grade | 0 | Average | 1 | 55.73 | EA | 0 | 55.73 |  | 0 | 66.87 | 20 | Percent | 0 | Yes | 66.87 | Yes | No | LIT | AV- | DAVID.SO |  | 2023-08-30
FALSE | 580 | HALLWAY2 | Hallway2 | Seal/prime (1 coat) then paint (1 coat) the surface area | 0 | Average | 326.67 | 529.21 | SF | 0 | 1.62 |  | 0 | 635.05 | 15 | Percent | 0 | Yes | 635.05 | Yes | No | PNT | SP | DAVID.SO |  | 2023-08-30
FALSE | 581 | HALLWAY2 | Hallway2 | 1/2" drywall - hung, taped, floated, ready for paint | 0 | Average | 326.67 | 1097.61 | SF | 0 | 3.36 |  | 0 | 1317.13 | 150 | Percent | 0 | Yes | 1317.13 | Yes | No | DRY | 1/2 | DAVID.SO |  | 2023-08-30
FALSE | 582 | HALLWAY2 | Hallway2 | Paint baseboard - one coat | 0 | Average | 40.83 | 66.14 | LF | 0 | 1.62 |  | 0 | 79.36 | 15 | Percent | 0 | Yes | 79.36 | Yes | No | PNT | B | DAVID.SO |  | 2023-08-30
FALSE | 583 | HALLWAY2 | Hallway2 | Baseboard - 3 1/4" | 0 | Average | 40.83 | 233.96 | LF | 0 | 5.73 |  | 0 | 280.76 | 150 | Percent | 0 | Yes | 280.76 | Yes | No | FNC | B3 | DAVID.SO |  | 2023-08-30
FALSE | 584 | HALLWAY2 | Hallway2 | 1/2" drywall - hung, taped, floated, ready for paint | 0 | Average | 94.44 | 317.32 | SF | 0 | 3.36 |  | 0 | 380.78 | 150 | Percent | 0 | Yes | 380.78 | Yes | No | DRY | 1/2 | DAVID.SO |  | 2023-08-30
FALSE | 585 | HALLWAY2 | Hallway2 | Seal the surface area w/latex based stain blocker - one coat | 0 | Average | 94.44 | 100.11 | SF | 0 | 1.06 |  | 0 | 120.13 | 15 | Percent | 0 | Yes | 120.13 | Yes | No | PNT | S | DAVID.SO |  | 2023-08-30
FALSE | 586 | HALLWAY2 | Hallway2 | Paint the surface area - one coat | 0 | Average | 94.44 | 105.77 | SF | 0 | 1.12 |  | 0 | 126.93 | 15 | Percent | 0 | Yes | 126.93 | Yes | No | PNT | P | DAVID.SO |  | 2023-08-30
FALSE | 587 | HALLWAY2 | Hallway2 | Vinyl plank flooring | 0 | Average | 19.83 | 128.1 | SF | 0 | 6.46 |  | 0 | 153.72 | 50 | Percent | 0 | Yes | 153.72 | Yes | No | FCV | PLK | DAVID.SO |  | 2023-08-30
FALSE | 588 | HALLWAY2 | Hallway2 | Vinyl floor covering (sheet goods) - Standard grade | 0 | Average | 21.72 | 73.85 | SF | 0 | 3.4 |  | 0 | 88.63 | 50 | Percent | 0 | Yes | 88.63 | Yes | No | FCV | AV- | DAVID.SO |  | 2023-08-30
FALSE | 589 | HALLWAY2 | Hallway2 | Snaplock Laminate - simulated wood flooring | 0 | Average | 18.89 | 117.68 | SF | 0 | 6.23 |  | 0 | 141.22 | 25 | Percent | 0 | Yes | 141.22 | Yes | No | FCW | LAM | DAVID.SO |  | 2023-08-30
FALSE | 590 | HALLWAY2 | Hallway2 | Sand & finish wood floor (natural finish) | 0 | Average | 18.89 | 80.47 | SF | 0 | 4.26 |  | 0 | 96.57 | 10 | Percent | 0 | Yes | 96.57 | Yes | No | FCW | FIN | DAVID.SO |  | 2023-08-30
FALSE | 591 | HALLWAY2 | Hallway2 | Oak flooring - #1 common - no finish | 0 | Average | 18.89 | 181.16 | SF | 0 | 9.59 |  | 0 | 217.4 | 150 | Percent | 0 | Yes | 217.4 | Yes | No | FCW | AV | DAVID.SO |  | 2023-08-30
FALSE | 592 | HALLWAY2 | Hallway2 | Carpet pad - Standard grade | 0 | Average | 21.72 | 12.38 | SF | 0 | 0.57 |  | 0 | 14.86 | 10 | Percent | 0 | Yes | 14.86 | Yes | No | FCC | PAD- | DAVID.SO |  | 2023-08-30
FALSE | 593 | HALLWAY2 | Hallway2 | Carpet - Standard grade | 0 | Average | 21.72 | 76.02 | SF | 0 | 3.5 |  | 0 | 91.22 | 10 | Percent | 0 | Yes | 91.22 | Yes | No | FCC | AV- | DAVID.SO |  | 2023-08-30
FALSE | 594 | BEDROOM4 | Bedroom4 | Smoke detector - Standard grade | 0 | Average | 1 | 44.87 | EA | 0 | 44.87 |  | 0 | 53.85 | 10 | Percent | 0 | Yes | 53.85 | Yes | No | ELE | SMOKE- | DAVID.SO |  | 2023-08-30
FALSE | 595 | BEDROOM4 | Bedroom4 | Seal & paint wood shelving, 12"- 24" width | 0 | Average | 4 | 30.92 | LF | 0 | 7.73 |  | 0 | 37.1 | 15 | Percent | 0 | Yes | 37.1 | Yes | No | PNT | SHW | DAVID.SO |  | 2023-08-30
FALSE | 596 | BEDROOM4 | Bedroom4 | Shelving - 16" - in place | 0 | Average | 4 | 51.28 | LF | 0 | 12.82 |  | 0 | 61.54 | 150 | Percent | 0 | Yes | 61.54 | Yes | No | FNC | SH16 | DAVID.SO |  | 2023-08-30
FALSE | 597 | BEDROOM4 | Bedroom4 | Closet rod | 0 | Average | 4 | 22.08 | LF | 0 | 5.52 |  | 0 | 26.5 | 150 | Percent | 0 | Yes | 26.5 | Yes | No | FNC | CLROD | DAVID.SO |  | 2023-08-30
FALSE | 598 | BEDROOM4 | Bedroom4 | Outlet | 0 | Average | 5 | 80.4 | EA | 0 | 16.08 |  | 0 | 96.48 | 25 | Percent | 0 | Yes | 96.48 | Yes | No | ELE | OS | DAVID.SO |  | 2023-08-30
FALSE | 599 | BEDROOM4 | Bedroom4 | Light fixture - Standard grade | 0 | Average | 1 | 55.73 | EA | 0 | 55.73 |  | 0 | 66.87 | 20 | Percent | 0 | Yes | 66.87 | Yes | No | LIT | AV- | DAVID.SO |  | 2023-08-30
FALSE | 600 | BEDROOM4 | Bedroom4 | Door knob - interior | 0 | Average | 1 | 49.09 | EA | 0 | 49.09 |  | 0 | 58.91 | 20 | Percent | 0 | Yes | 58.91 | Yes | No | FNH | DORH | DAVID.SO |  | 2023-08-30
FALSE | 601 | BEDROOM4 | Bedroom4 | Paint bifold door set - slab only - 2 coats (per side) | 0 | Average | 2 | 166.64 | EA | 0 | 83.32 |  | 0 | 199.96 | 15 | Percent | 0 | Yes | 199.96 | Yes | No | PNT | BF | DAVID.SO |  | 2023-08-30
FALSE | 602 | BEDROOM4 | Bedroom4 | Bifold door set - lauan/mahogany - Double | 0 | Average | 1 | 403.94 | EA | 0 | 403.94 |  | 0 | 484.72 | 100 | Percent | 0 | Yes | 484.72 | Yes | No | DOR | BF- | DAVID.SO |  | 2023-08-30
FALSE | 603 | BEDROOM4 | Bedroom4 | Paint door slab only - 2 coats (per side) | 0 | Average | 2 | 126.18 | EA | 0 | 63.09 |  | 0 | 151.42 | 15 | Percent | 0 | Yes | 151.42 | Yes | No | PNT | DOR | DAVID.SO |  | 2023-08-30
FALSE | 604 | BEDROOM4 | Bedroom4 | Paint door/window trim & jamb - 2 coats (per side) | 0 | Average | 2 | 106.22 | EA | 0 | 53.11 |  | 0 | 127.46 | 15 | Percent | 0 | Yes | 127.46 | Yes | No | PNT | DORT | DAVID.SO |  | 2023-08-30
FALSE | 605 | BEDROOM4 | Bedroom4 | Interior door unit | 0 | Average | 1 | 411.12 | EA | 0 | 411.12 |  | 0 | 493.34 | 100 | Percent | 0 | Yes | 493.34 | Yes | No | DOR | AV | DAVID.SO |  | 2023-08-30
FALSE | 606 | BEDROOM4 | Bedroom4 | Seal/prime (1 coat) then paint (1 coat) the surface area | 0 | Average | 426.67 | 691.21 | SF | 0 | 1.62 |  | 0 | 829.45 | 15 | Percent | 0 | Yes | 829.45 | Yes | No | PNT | SP | DAVID.SO |  | 2023-08-30
FALSE | 607 | BEDROOM4 | Bedroom4 | 1/2" drywall - hung, taped, floated, ready for paint | 0 | Average | 426.67 | 1433.61 | SF | 0 | 3.36 |  | 0 | 1720.33 | 150 | Percent | 0 | Yes | 1720.33 | Yes | No | DRY | 1/2 | DAVID.SO |  | 2023-08-30
FALSE | 608 | BEDROOM4 | Bedroom4 | Paint baseboard - one coat | 0 | Average | 53.33 | 86.39 | LF | 0 | 1.62 |  | 0 | 103.67 | 15 | Percent | 0 | Yes | 103.67 | Yes | No | PNT | B | DAVID.SO |  | 2023-08-30
FALSE | 609 | BEDROOM4 | Bedroom4 | Baseboard - 3 1/4" | 0 | Average | 53.33 | 305.58 | LF | 0 | 5.73 |  | 0 | 366.7 | 150 | Percent | 0 | Yes | 366.7 | Yes | No | FNC | B3 | DAVID.SO |  | 2023-08-30
FALSE | 610 | BEDROOM4 | Bedroom4 | 1/2" drywall - hung, taped, floated, ready for paint | 0 | Average | 176.94 | 594.52 | SF | 0 | 3.36 |  | 0 | 713.42 | 150 | Percent | 0 | Yes | 713.42 | Yes | No | DRY | 1/2 | DAVID.SO |  | 2023-08-30
FALSE | 611 | BEDROOM4 | Bedroom4 | Seal the surface area w/latex based stain blocker - one coat | 0 | Average | 176.94 | 187.56 | SF | 0 | 1.06 |  | 0 | 225.08 | 15 | Percent | 0 | Yes | 225.08 | Yes | No | PNT | S | DAVID.SO |  | 2023-08-30
FALSE | 612 | BEDROOM4 | Bedroom4 | Paint the surface area - one coat | 0 | Average | 176.94 | 198.17 | SF | 0 | 1.12 |  | 0 | 237.81 | 15 | Percent | 0 | Yes | 237.81 | Yes | No | PNT | P | DAVID.SO |  | 2023-08-30
FALSE | 613 | BEDROOM4 | Bedroom4 | Vinyl plank flooring | 0 | Average | 37.16 | 240.05 | SF | 0 | 6.46 |  | 0 | 288.07 | 50 | Percent | 0 | Yes | 288.07 | Yes | No | FCV | PLK | DAVID.SO |  | 2023-08-30
FALSE | 614 | BEDROOM4 | Bedroom4 | Vinyl floor covering (sheet goods) - Standard grade | 0 | Average | 40.7 | 138.38 | SF | 0 | 3.4 |  | 0 | 166.06 | 50 | Percent | 0 | Yes | 166.06 | Yes | No | FCV | AV- | DAVID.SO |  | 2023-08-30
FALSE | 615 | BEDROOM4 | Bedroom4 | Snaplock Laminate - simulated wood flooring | 0 | Average | 35.39 | 220.48 | SF | 0 | 6.23 |  | 0 | 264.58 | 25 | Percent | 0 | Yes | 264.58 | Yes | No | FCW | LAM | DAVID.SO |  | 2023-08-30
FALSE | 616 | BEDROOM4 | Bedroom4 | Sand & finish wood floor (natural finish) | 0 | Average | 35.39 | 150.76 | SF | 0 | 4.26 |  | 0 | 180.92 | 10 | Percent | 0 | Yes | 180.92 | Yes | No | FCW | FIN | DAVID.SO |  | 2023-08-30
FALSE | 617 | BEDROOM4 | Bedroom4 | Oak flooring - #1 common - no finish | 0 | Average | 35.39 | 339.39 | SF | 0 | 9.59 |  | 0 | 407.27 | 150 | Percent | 0 | Yes | 407.27 | Yes | No | FCW | AV | DAVID.SO |  | 2023-08-30
FALSE | 618 | BEDROOM4 | Bedroom4 | Carpet pad - Standard grade | 0 | Average | 40.7 | 23.2 | SF | 0 | 0.57 |  | 0 | 27.84 | 10 | Percent | 0 | Yes | 27.84 | Yes | No | FCC | PAD- | DAVID.SO |  | 2023-08-30
FALSE | 619 | BEDROOM4 | Bedroom4 | Carpet - Standard grade | 0 | Average | 40.7 | 142.45 | SF | 0 | 3.5 |  | 0 | 170.95 | 10 | Percent | 0 | Yes | 170.95 | Yes | No | FCC | AV- | DAVID.SO |  | 2023-08-30
FALSE | 620 | BEDROOM5 | Bedroom5 | Smoke detector - Standard grade | 0 | Average | 1 | 44.87 | EA | 0 | 44.87 |  | 0 | 53.85 | 10 | Percent | 0 | Yes | 53.85 | Yes | No | ELE | SMOKE- | DAVID.SO |  | 2023-08-30
FALSE | 621 | BEDROOM5 | Bedroom5 | Seal & paint wood shelving, 12"- 24" width | 0 | Average | 4 | 30.92 | LF | 0 | 7.73 |  | 0 | 37.1 | 15 | Percent | 0 | Yes | 37.1 | Yes | No | PNT | SHW | DAVID.SO |  | 2023-08-30
FALSE | 622 | BEDROOM5 | Bedroom5 | Shelving - 16" - in place | 0 | Average | 4 | 51.28 | LF | 0 | 12.82 |  | 0 | 61.54 | 150 | Percent | 0 | Yes | 61.54 | Yes | No | FNC | SH16 | DAVID.SO |  | 2023-08-30
FALSE | 623 | BEDROOM5 | Bedroom5 | Closet rod | 0 | Average | 4 | 22.08 | LF | 0 | 5.52 |  | 0 | 26.5 | 150 | Percent | 0 | Yes | 26.5 | Yes | No | FNC | CLROD | DAVID.SO |  | 2023-08-30
FALSE | 624 | BEDROOM5 | Bedroom5 | Outlet | 0 | Average | 5 | 80.4 | EA | 0 | 16.08 |  | 0 | 96.48 | 25 | Percent | 0 | Yes | 96.48 | Yes | No | ELE | OS | DAVID.SO |  | 2023-08-30
FALSE | 625 | BEDROOM5 | Bedroom5 | Light fixture - Standard grade | 0 | Average | 1 | 55.73 | EA | 0 | 55.73 |  | 0 | 66.87 | 20 | Percent | 0 | Yes | 66.87 | Yes | No | LIT | AV- | DAVID.SO |  | 2023-08-30
FALSE | 626 | BEDROOM5 | Bedroom5 | Door knob - interior | 0 | Average | 1 | 49.09 | EA | 0 | 49.09 |  | 0 | 58.91 | 20 | Percent | 0 | Yes | 58.91 | Yes | No | FNH | DORH | DAVID.SO |  | 2023-08-30
FALSE | 627 | BEDROOM5 | Bedroom5 | Paint bifold door set - slab only - 2 coats (per side) | 0 | Average | 2 | 166.64 | EA | 0 | 83.32 |  | 0 | 199.96 | 15 | Percent | 0 | Yes | 199.96 | Yes | No | PNT | BF | DAVID.SO |  | 2023-08-30
FALSE | 628 | BEDROOM5 | Bedroom5 | Bifold door set - lauan/mahogany - Double | 0 | Average | 1 | 403.94 | EA | 0 | 403.94 |  | 0 | 484.72 | 100 | Percent | 0 | Yes | 484.72 | Yes | No | DOR | BF- | DAVID.SO |  | 2023-08-30
FALSE | 629 | BEDROOM5 | Bedroom5 | Paint door slab only - 2 coats (per side) | 0 | Average | 2 | 126.18 | EA | 0 | 63.09 |  | 0 | 151.42 | 15 | Percent | 0 | Yes | 151.42 | Yes | No | PNT | DOR | DAVID.SO |  | 2023-08-30
FALSE | 630 | BEDROOM5 | Bedroom5 | Paint door/window trim & jamb - 2 coats (per side) | 0 | Average | 2 | 106.22 | EA | 0 | 53.11 |  | 0 | 127.46 | 15 | Percent | 0 | Yes | 127.46 | Yes | No | PNT | DORT | DAVID.SO |  | 2023-08-30
FALSE | 631 | BEDROOM5 | Bedroom5 | Interior door unit | 0 | Average | 1 | 411.12 | EA | 0 | 411.12 |  | 0 | 493.34 | 100 | Percent | 0 | Yes | 493.34 | Yes | No | DOR | AV | DAVID.SO |  | 2023-08-30
FALSE | 632 | BEDROOM5 | Bedroom5 | Seal/prime (1 coat) then paint (1 coat) the surface area | 0 | Average | 426.67 | 691.21 | SF | 0 | 1.62 |  | 0 | 829.45 | 15 | Percent | 0 | Yes | 829.45 | Yes | No | PNT | SP | DAVID.SO |  | 2023-08-30
FALSE | 633 | BEDROOM5 | Bedroom5 | 1/2" drywall - hung, taped, floated, ready for paint | 0 | Average | 426.67 | 1433.61 | SF | 0 | 3.36 |  | 0 | 1720.33 | 150 | Percent | 0 | Yes | 1720.33 | Yes | No | DRY | 1/2 | DAVID.SO |  | 2023-08-30
FALSE | 634 | BEDROOM5 | Bedroom5 | Paint baseboard - one coat | 0 | Average | 53.33 | 86.39 | LF | 0 | 1.62 |  | 0 | 103.67 | 15 | Percent | 0 | Yes | 103.67 | Yes | No | PNT | B | DAVID.SO |  | 2023-08-30
FALSE | 635 | BEDROOM5 | Bedroom5 | Baseboard - 3 1/4" | 0 | Average | 53.33 | 305.58 | LF | 0 | 5.73 |  | 0 | 366.7 | 150 | Percent | 0 | Yes | 366.7 | Yes | No | FNC | B3 | DAVID.SO |  | 2023-08-30
FALSE | 636 | BEDROOM5 | Bedroom5 | 1/2" drywall - hung, taped, floated, ready for paint | 0 | Average | 176.94 | 594.52 | SF | 0 | 3.36 |  | 0 | 713.42 | 150 | Percent | 0 | Yes | 713.42 | Yes | No | DRY | 1/2 | DAVID.SO |  | 2023-08-30
FALSE | 637 | BEDROOM5 | Bedroom5 | Seal the surface area w/latex based stain blocker - one coat | 0 | Average | 176.94 | 187.56 | SF | 0 | 1.06 |  | 0 | 225.08 | 15 | Percent | 0 | Yes | 225.08 | Yes | No | PNT | S | DAVID.SO |  | 2023-08-30
FALSE | 638 | BEDROOM5 | Bedroom5 | Paint the surface area - one coat | 0 | Average | 176.94 | 198.17 | SF | 0 | 1.12 |  | 0 | 237.81 | 15 | Percent | 0 | Yes | 237.81 | Yes | No | PNT | P | DAVID.SO |  | 2023-08-30
FALSE | 639 | BEDROOM5 | Bedroom5 | Vinyl plank flooring | 0 | Average | 37.16 | 240.05 | SF | 0 | 6.46 |  | 0 | 288.07 | 50 | Percent | 0 | Yes | 288.07 | Yes | No | FCV | PLK | DAVID.SO |  | 2023-08-30
FALSE | 640 | BEDROOM5 | Bedroom5 | Vinyl floor covering (sheet goods) - Standard grade | 0 | Average | 40.7 | 138.38 | SF | 0 | 3.4 |  | 0 | 166.06 | 50 | Percent | 0 | Yes | 166.06 | Yes | No | FCV | AV- | DAVID.SO |  | 2023-08-30
FALSE | 641 | BEDROOM5 | Bedroom5 | Snaplock Laminate - simulated wood flooring | 0 | Average | 35.39 | 220.48 | SF | 0 | 6.23 |  | 0 | 264.58 | 25 | Percent | 0 | Yes | 264.58 | Yes | No | FCW | LAM | DAVID.SO |  | 2023-08-30
FALSE | 642 | BEDROOM5 | Bedroom5 | Sand & finish wood floor (natural finish) | 0 | Average | 35.39 | 150.76 | SF | 0 | 4.26 |  | 0 | 180.92 | 10 | Percent | 0 | Yes | 180.92 | Yes | No | FCW | FIN | DAVID.SO |  | 2023-08-30
FALSE | 643 | BEDROOM5 | Bedroom5 | Oak flooring - #1 common - no finish | 0 | Average | 35.39 | 339.39 | SF | 0 | 9.59 |  | 0 | 407.27 | 150 | Percent | 0 | Yes | 407.27 | Yes | No | FCW | AV | DAVID.SO |  | 2023-08-30
FALSE | 644 | BEDROOM5 | Bedroom5 | Carpet pad - Standard grade | 0 | Average | 40.7 | 23.2 | SF | 0 | 0.57 |  | 0 | 27.84 | 10 | Percent | 0 | Yes | 27.84 | Yes | No | FCC | PAD- | DAVID.SO |  | 2023-08-30
FALSE | 645 | BEDROOM5 | Bedroom5 | Carpet - Standard grade | 0 | Average | 40.7 | 142.45 | SF | 0 | 3.5 |  | 0 | 170.95 | 10 | Percent | 0 | Yes | 170.95 | Yes | No | FCC | AV- | DAVID.SO |  | 2023-08-30
FALSE | 646 | LIVINGROOM3 | LivingRoom3 | Outlet | 0 | Average | 6 | 96.48 | EA | 0 | 16.08 |  | 0 | 115.78 | 25 | Percent | 0 | Yes | 115.78 | Yes | No | ELE | OS | DAVID.SO |  | 2023-08-30
FALSE | 647 | LIVINGROOM3 | LivingRoom3 | Light fixture - Standard grade | 0 | Average | 1 | 55.73 | EA | 0 | 55.73 |  | 0 | 66.87 | 20 | Percent | 0 | Yes | 66.87 | Yes | No | LIT | AV- | DAVID.SO |  | 2023-08-30
FALSE | 648 | LIVINGROOM3 | LivingRoom3 | Seal/prime (1 coat) then paint (1 coat) the surface area | 0 | Average | 540 | 874.8 | SF | 0 | 1.62 |  | 0 | 1049.76 | 15 | Percent | 0 | Yes | 1049.76 | Yes | No | PNT | SP | DAVID.SO |  | 2023-08-30
FALSE | 649 | LIVINGROOM3 | LivingRoom3 | 1/2" drywall - hung, taped, floated, ready for paint | 0 | Average | 540 | 1814.4 | SF | 0 | 3.36 |  | 0 | 2177.28 | 150 | Percent | 0 | Yes | 2177.28 | Yes | No | DRY | 1/2 | DAVID.SO |  | 2023-08-30
FALSE | 650 | LIVINGROOM3 | LivingRoom3 | Paint baseboard - one coat | 0 | Average | 67.5 | 109.35 | LF | 0 | 1.62 |  | 0 | 131.23 | 15 | Percent | 0 | Yes | 131.23 | Yes | No | PNT | B | DAVID.SO |  | 2023-08-30
FALSE | 651 | LIVINGROOM3 | LivingRoom3 | Baseboard - 3 1/4" | 0 | Average | 67.5 | 386.78 | LF | 0 | 5.73 |  | 0 | 464.14 | 150 | Percent | 0 | Yes | 464.14 | Yes | No | FNC | B3 | DAVID.SO |  | 2023-08-30
FALSE | 652 | LIVINGROOM3 | LivingRoom3 | 1/2" drywall - hung, taped, floated, ready for paint | 0 | Average | 277.88 | 933.68 | SF | 0 | 3.36 |  | 0 | 1120.42 | 150 | Percent | 0 | Yes | 1120.42 | Yes | No | DRY | 1/2 | DAVID.SO |  | 2023-08-30
FALSE | 653 | LIVINGROOM3 | LivingRoom3 | Seal the surface area w/latex based stain blocker - one coat | 0 | Average | 277.88 | 294.55 | SF | 0 | 1.06 |  | 0 | 353.47 | 15 | Percent | 0 | Yes | 353.47 | Yes | No | PNT | S | DAVID.SO |  | 2023-08-30
FALSE | 654 | LIVINGROOM3 | LivingRoom3 | Paint the surface area - one coat | 0 | Average | 277.88 | 311.23 | SF | 0 | 1.12 |  | 0 | 373.47 | 15 | Percent | 0 | Yes | 373.47 | Yes | No | PNT | P | DAVID.SO |  | 2023-08-30
FALSE | 655 | LIVINGROOM3 | LivingRoom3 | Vinyl plank flooring | 0 | Average | 58.35 | 376.94 | SF | 0 | 6.46 |  | 0 | 452.32 | 50 | Percent | 0 | Yes | 452.32 | Yes | No | FCV | PLK | DAVID.SO |  | 2023-08-30
FALSE | 656 | LIVINGROOM3 | LivingRoom3 | Vinyl floor covering (sheet goods) - Standard grade | 0 | Average | 63.91 | 217.29 | SF | 0 | 3.4 |  | 0 | 260.75 | 50 | Percent | 0 | Yes | 260.75 | Yes | No | FCV | AV- | DAVID.SO |  | 2023-08-30
FALSE | 657 | LIVINGROOM3 | LivingRoom3 | Snaplock Laminate - simulated wood flooring | 0 | Average | 55.58 | 346.26 | SF | 0 | 6.23 |  | 0 | 415.52 | 25 | Percent | 0 | Yes | 415.52 | Yes | No | FCW | LAM | DAVID.SO |  | 2023-08-30
FALSE | 658 | LIVINGROOM3 | LivingRoom3 | Sand & finish wood floor (natural finish) | 0 | Average | 55.58 | 236.77 | SF | 0 | 4.26 |  | 0 | 284.13 | 10 | Percent | 0 | Yes | 284.13 | Yes | No | FCW | FIN | DAVID.SO |  | 2023-08-30
FALSE | 659 | LIVINGROOM3 | LivingRoom3 | Oak flooring - #1 common - no finish | 0 | Average | 55.58 | 533.01 | SF | 0 | 9.59 |  | 0 | 639.61 | 150 | Percent | 0 | Yes | 639.61 | Yes | No | FCW | AV | DAVID.SO |  | 2023-08-30
FALSE | 660 | LIVINGROOM3 | LivingRoom3 | Carpet pad - Standard grade | 0 | Average | 63.91 | 36.43 | SF | 0 | 0.57 |  | 0 | 43.71 | 10 | Percent | 0 | Yes | 43.71 | Yes | No | FCC | PAD- | DAVID.SO |  | 2023-08-30
FALSE | 661 | LIVINGROOM3 | LivingRoom3 | Carpet - Standard grade | 0 | Average | 63.91 | 223.69 | SF | 0 | 3.5 |  | 0 | 268.43 | 10 | Percent | 0 | Yes | 268.43 | Yes | No | FCC | AV- | DAVID.SO |  | 2023-08-30
FALSE | 662 | PATIO | Patio | Stain/finish deck handrail | 0 | Average | 32.75 | 382.52 | LF | 0 | 11.68 |  | 0 | 459.02 | 15 | Percent | 0 | Yes | 459.02 | Yes | No | PNT | DKRL | DAVID.SO |  | 2023-08-30
FALSE | 663 | PATIO | Patio | Deck guard rail - redwood | 0 | Average | 32.75 | 1875.27 | LF | 0 | 57.26 |  | 0 | 2250.33 | 20 | Percent | 0 | Yes | 2250.33 | Yes | No | FRM | DKRLR | DAVID.SO |  | 2023-08-30
FALSE | 664 | PATIO | Patio | Outlet | 0 | Average | 1 | 16.08 | EA | 0 | 16.08 |  | 0 | 19.3 | 25 | Percent | 0 | Yes | 19.3 | Yes | No | ELE | OS | DAVID.SO |  | 2023-08-30
FALSE | 665 | PATIO | Patio | Ground fault interrupter (GFI) outlet | 0 | Average | 1 | 37.28 | EA | 0 | 37.28 |  | 0 | 44.74 | 10 | Percent | 0 | Yes | 44.74 | Yes | No | ELE | GFI | DAVID.SO |  | 2023-08-30
FALSE | 666 | PATIO | Patio | Exterior light fixture - Standard grade | 0 | Average | 1 | 76.11 | EA | 0 | 76.11 |  | 0 | 91.33 | 20 | Percent | 0 | Yes | 91.33 | Yes | No | LIT | X- | DAVID.SO |  | 2023-08-30
FALSE | 667 | PATIO | Patio | Soffit - metal | 0 | Average | 119.17 | 860.41 | SF | 0 | 7.22 |  | 0 | 1032.49 | 50 | Percent | 0 | Yes | 1032.49 | Yes | No | SFG | SFTM | DAVID.SO |  | 2023-08-30
FALSE | 668 | PATIO | Patio | Sheathing - plywood - 1/2" CDX | 0 | Average | 193.75 | 453.38 | SF | 0 | 2.34 |  | 0 | 544.06 | 150 | Percent | 0 | Yes | 544.06 | Yes | No | FRM | SH1/2 | DAVID.SO |  | 2023-08-30
FALSE | 669 | PATIO | Patio | 2" x 4" lumber (.667 BF per LF) | 0 | Average | 44.85 | 134.1 | LF | 0 | 2.99 |  | 0 | 160.92 | 150 | Percent | 0 | Yes | 160.92 | Yes | No | FRM | 2X4 | DAVID.SO |  | 2023-08-30
FALSE | 670 | PATIO | Patio | 2" x 6" lumber (1 BF per LF) | 0 | Average | 21.83 | 77.28 | LF | 0 | 3.54 |  | 0 | 92.74 | 150 | Percent | 0 | Yes | 92.74 | Yes | No | FRM | 2X6 | DAVID.SO |  | 2023-08-30
FALSE | 671 | PATIO | Patio | Truss - 4/12 slope | 0 | Average | 76.42 | 734.4 | LF | 0 | 9.61 |  | 0 | 881.28 | 150 | Percent | 0 | Yes | 881.28 | Yes | No | FRM | TR4 | DAVID.SO |  | 2023-08-30
FALSE | 672 | PATIO | Patio | Laminated - comp. shingle rfg. - w/ felt | 0 | Average | 2 | 647.1 | SQ | 0 | 323.55 |  | 0 | 776.52 | 30 | Percent | 0 | Yes | 776.52 | Yes | No | RFG | 300 | DAVID.SO |  | 2023-08-30
FALSE | 673 | PATIO | Patio | 6" x 6" square wood post (3 BF per LF) | 0 | Average | 33 | 339.9 | LF | 0 | 10.3 |  | 0 | 407.88 | 150 | Percent | 0 | Yes | 407.88 | Yes | No | FRM | 6X6 | DAVID.SO |  | 2023-08-30
FALSE | 674 | PATIO | Patio | Framing hurricane tie | 0 | Average | 7 | 63.21 | EA | 0 | 9.03 |  | 0 | 75.85 | 150 | Percent | 0 | Yes | 75.85 | Yes | No | FRM | FRHT | DAVID.SO |  | 2023-08-30
FALSE | 675 | LIVINGROOM2 | LivingRoom2 | Outlet | 0 | Average | 6 | 96.48 | EA | 0 | 16.08 |  | 0 | 115.78 | 25 | Percent | 0 | Yes | 115.78 | Yes | No | ELE | OS | DAVID.SO |  | 2023-08-30
FALSE | 676 | LIVINGROOM2 | LivingRoom2 | Light fixture - Standard grade | 0 | Average | 1 | 55.73 | EA | 0 | 55.73 |  | 0 | 66.87 | 20 | Percent | 0 | Yes | 66.87 | Yes | No | LIT | AV- | DAVID.SO |  | 2023-08-30
FALSE | 677 | LIVINGROOM2 | LivingRoom2 | Seal/prime (1 coat) then paint (1 coat) the surface area | 0 | Average | 482.67 | 781.93 | SF | 0 | 1.62 |  | 0 | 938.31 | 15 | Percent | 0 | Yes | 938.31 | Yes | No | PNT | SP | DAVID.SO |  | 2023-08-30
FALSE | 678 | LIVINGROOM2 | LivingRoom2 | 1/2" drywall - hung, taped, floated, ready for paint | 0 | Average | 482.67 | 1621.77 | SF | 0 | 3.36 |  | 0 | 1946.13 | 150 | Percent | 0 | Yes | 1946.13 | Yes | No | DRY | 1/2 | DAVID.SO |  | 2023-08-30
FALSE | 679 | LIVINGROOM2 | LivingRoom2 | Paint baseboard - one coat | 0 | Average | 60.33 | 97.73 | LF | 0 | 1.62 |  | 0 | 117.27 | 15 | Percent | 0 | Yes | 117.27 | Yes | No | PNT | B | DAVID.SO |  | 2023-08-30
FALSE | 680 | LIVINGROOM2 | LivingRoom2 | Baseboard - 3 1/4" | 0 | Average | 60.33 | 345.69 | LF | 0 | 5.73 |  | 0 | 414.83 | 150 | Percent | 0 | Yes | 414.83 | Yes | No | FNC | B3 | DAVID.SO |  | 2023-08-30
FALSE | 681 | LIVINGROOM2 | LivingRoom2 | 1/2" drywall - hung, taped, floated, ready for paint | 0 | Average | 220.4 | 740.54 | SF | 0 | 3.36 |  | 0 | 888.64 | 150 | Percent | 0 | Yes | 888.64 | Yes | No | DRY | 1/2 | DAVID.SO |  | 2023-08-30
FALSE | 682 | LIVINGROOM2 | LivingRoom2 | Seal the surface area w/latex based stain blocker - one coat | 0 | Average | 220.4 | 233.62 | SF | 0 | 1.06 |  | 0 | 280.34 | 15 | Percent | 0 | Yes | 280.34 | Yes | No | PNT | S | DAVID.SO |  | 2023-08-30
FALSE | 683 | LIVINGROOM2 | LivingRoom2 | Paint the surface area - one coat | 0 | Average | 220.4 | 246.85 | SF | 0 | 1.12 |  | 0 | 296.23 | 15 | Percent | 0 | Yes | 296.23 | Yes | No | PNT | P | DAVID.SO |  | 2023-08-30
FALSE | 684 | LIVINGROOM2 | LivingRoom2 | Vinyl plank flooring | 0 | Average | 46.28 | 298.97 | SF | 0 | 6.46 |  | 0 | 358.77 | 50 | Percent | 0 | Yes | 358.77 | Yes | No | FCV | PLK | DAVID.SO |  | 2023-08-30
FALSE | 685 | LIVINGROOM2 | LivingRoom2 | Vinyl floor covering (sheet goods) - Standard grade | 0 | Average | 50.69 | 172.35 | SF | 0 | 3.4 |  | 0 | 206.83 | 50 | Percent | 0 | Yes | 206.83 | Yes | No | FCV | AV- | DAVID.SO |  | 2023-08-30
FALSE | 686 | LIVINGROOM2 | LivingRoom2 | Snaplock Laminate - simulated wood flooring | 0 | Average | 44.08 | 274.62 | SF | 0 | 6.23 |  | 0 | 329.54 | 25 | Percent | 0 | Yes | 329.54 | Yes | No | FCW | LAM | DAVID.SO |  | 2023-08-30
FALSE | 687 | LIVINGROOM2 | LivingRoom2 | Sand & finish wood floor (natural finish) | 0 | Average | 44.08 | 187.78 | SF | 0 | 4.26 |  | 0 | 225.34 | 10 | Percent | 0 | Yes | 225.34 | Yes | No | FCW | FIN | DAVID.SO |  | 2023-08-30
FALSE | 688 | LIVINGROOM2 | LivingRoom2 | Oak flooring - #1 common - no finish | 0 | Average | 44.08 | 422.73 | SF | 0 | 9.59 |  | 0 | 507.27 | 150 | Percent | 0 | Yes | 507.27 | Yes | No | FCW | AV | DAVID.SO |  | 2023-08-30
FALSE | 689 | LIVINGROOM2 | LivingRoom2 | Carpet pad - Standard grade | 0 | Average | 50.69 | 28.89 | SF | 0 | 0.57 |  | 0 | 34.67 | 10 | Percent | 0 | Yes | 34.67 | Yes | No | FCC | PAD- | DAVID.SO |  | 2023-08-30
FALSE | 690 | LIVINGROOM2 | LivingRoom2 | Carpet - Standard grade | 0 | Average | 50.69 | 177.42 | SF | 0 | 3.5 |  | 0 | 212.9 | 10 | Percent | 0 | Yes | 212.9 | Yes | No | FCC | AV- | DAVID.SO |  | 2023-08-30