## Table 1
Client: XM8 ONLINE Property: 123 FLOOD WAY Fredericton, NB E3B 1B5 Operator: DAVID.SO Estimator: DS Type of Estimate: Flood Date Entered: 8/31/2023 Date Assigned: Date Est. Completed: 8/31/2023 Date Job Completed: Price List: NBFR8X_SEP23 Labor Efficiency: Restoration/Service/Remodel Estimate: R_2-M-C-CU_NBFR
R_2-M-C-CU_NBFR
StructureLevelLineItems Formula 0" x 0" x 0"
DESCRIPTION |  |  |  | QTY |  | REMOVE |  |  | REPLACE |  |  |  |  | TAX |  |  |  |  | O&P |  |  |  | TOTAL
1. Stain & finish wood window sill |  |  |  | 70.00 LF |  | 0 |  |  | 2.81 |  |  |  |  | 0 |  |  |  |  | 39.34 |  |  |  | 236.04
2. Window sill - hardwood |  |  |  | 70.00 LF |  | 0 |  |  | 5.5 |  |  |  |  | 0 |  |  |  |  | 77 |  |  |  | 462
3. Vinyl window, horizontal sliding, 12-23 sf - High grade |  |  |  | 14.00 EA |  | 0 |  |  | 575.29 |  |  |  |  | 0 |  |  |  |  | 1610.82 |  |  |  | 9664.88
4. Specialty aluminum window unit |  |  |  | 2.00 EA |  | 0 |  |  | 602.49 |  |  |  |  | 0 |  |  |  |  | 241 |  |  |  | 1445.98
5. Smoke detector - High grade |  |  |  | 1.00 EA |  | 0 |  |  | 87.09 |  |  |  |  | 0 |  |  |  |  | 17.42 |  |  |  | 104.51
6. Fluorescent - two tube - 6' - fixture w/lens |  |  |  | 1.00 EA |  | 0 |  |  | 143.48 |  |  |  |  | 0 |  |  |  |  | 28.7 |  |  |  | 172.18
7. Clothes dryer vent - installed |  |  |  | 1.00 EA |  | 0 |  |  | 75.02 |  |  |  |  | 0 |  |  |  |  | 15 |  |  |  | 90.02
8. Stain & finish balustrade |  |  |  | 15.00 LF |  | 0 |  |  | 28.79 |  |  |  |  | 0 |  |  |  |  | 86.38 |  |  |  | 518.23
9. Balustrade - High grade |  |  |  | 15.00 LF |  | 0 |  |  | 278.51 |  |  |  |  | 0 |  |  |  |  | 835.54 |  |  |  | 5013.19
10. Stairway - 3' 6"wide (8' rise plus joist) |  |  |  | 1.00 EA |  | 0 |  |  | 836.43 |  |  |  |  | 0 |  |  |  |  | 167.28 |  |  |  | 1003.71
11. Truss - 10/12 slope - heavy loading |  |  |  | 495.14 LF |  | 0 |  |  | 11.34 |  |  |  |  | 0 |  |  |  |  | 1122.98 |  |  |  | 6737.87
12. 2" x 4" lumber (.667 BF per LF) |  |  |  | 131.82 LF |  | 0 |  |  | 2.58 |  |  |  |  | 0 |  |  |  |  | 68.02 |  |  |  | 408.12
13. 2" x 6" lumber (1 BF per LF) |  |  |  | 61.80 LF |  | 0 |  |  | 3.04 |  |  |  |  | 0 |  |  |  |  | 37.58 |  |  |  | 225.45
14. Framing hurricane tie |  |  |  | 17.00 EA |  | 0 |  |  | 8.08 |  |  |  |  | 0 |  |  |  |  | 27.48 |  |  |  | 164.84
15. Additional charge for steep roof - 10/12 - 12/12 slope |  |  |  | 16.19 SQ |  | 0 |  |  | 59.97 |  |  |  |  | 0 |  |  |  |  | 194.18 |  |  |  | 1165.09
16. Sheathing - plywood - 5/8" CDX |  |  |  | 1,376.00 SF |  | 0 |  |  | 2.86 |  |  |  |  | 0 |  |  |  |  | 787.08 |  |  |  | 4722.44
17. Carpenter - General Framer - per hour |  |  |  | 8.00 HR |  | 0 |  |  | 70.5 |  |  |  |  | 0 |  |  |  |  | 112.8 |  |  |  | 676.8
18. Valley metal |  |  |  | 103.55 LF |  | 0 |  |  | 6.07 |  |  |  |  | 0 |  |  |  |  | 125.72 |  |  |  | 754.27
19. Laminated - Premium grd - comp. shingle rfg. - w/ felt |  |  |  | 15.00 SQ |  | 0 |  |  | 336.58 |  |  |  |  | 0 |  |  |  |  | 1009.74 |  |  |  | 6058.44
20. Drip edge |  |  |  | 136.00 LF |  | 0 |  |  | 2.94 |  |  |  |  | 0 |  |  |  |  | 79.96 |  |  |  | 479.8
21. Finish Carpenter - per hour |  |  |  | 13.00 HR |  | 0 |  |  | 76.99 |  |  |  |  | 0 |  |  |  |  | 200.18 |  |  |  | 1201.05
22. Carpenter - General Framer - per hour |  |  |  | 13.00 HR |  | 0 |  |  | 70.5 |  |  |  |  | 0 |  |  |  |  | 183.3 |  |  |  | 1099.8
23. Flexible gas supply line connector - 1/2" - 25" to 48" |  |  |  | 1.00 EA |  | 0 |  |  | 51.06 |  |  |  |  | 0 |  |  |  |  | 10.22 |  |  |  | 61.28
24. Water heater - 50 gallon - Gas - 6 yr |  |  |  | 1.00 EA |  | 0 |  |  | 1462.04 |  |  |  |  | 0 |  |  |  |  | 292.4 |  |  |  | 1754.44
DESCRIPTION |  |  |  | QTY |  | REMOVE |  |  | REPLACE |  |  |  |  | TAX |  |  |  |  | O&P |  |  |  | TOTAL
25. Black pipe with fitting and hanger, 1" |  |  |  | 38.01 LF |  | 0 |  |  | 13.39 |  |  |  |  | 0 |  |  |  |  | 101.8 |  |  |  | 610.75
26. Furnace vent - rain cap and storm collar, 5" |  |  |  | 1.00 EA |  | 0 |  |  | 73.08 |  |  |  |  | 0 |  |  |  |  | 14.62 |  |  |  | 87.7
27. Furnace vent - double wall, 5" |  |  |  | 18.00 LF |  | 0 |  |  | 29.8 |  |  |  |  | 0 |  |  |  |  | 107.28 |  |  |  | 643.68
28. Exterior faucet / hose bibb |  |  |  | 2.00 EA |  | 0 |  |  | 60.68 |  |  |  |  | 0 |  |  |  |  | 24.28 |  |  |  | 145.64
29. Sheathing - OSB - 1/2" |  |  |  | 4.00 SF |  | 0 |  |  | 1.61 |  |  |  |  | 0 |  |  |  |  | 1.28 |  |  |  | 7.72
30. 2" x 6" lumber (1 BF per LF) |  |  |  | 128.00 LF |  | 0 |  |  | 3.04 |  |  |  |  | 0 |  |  |  |  | 77.82 |  |  |  | 466.94
31. 2" x 8" lumber (1.33 BF per LF) |  |  |  | 64.00 LF |  | 0 |  |  | 3.93 |  |  |  |  | 0 |  |  |  |  | 50.3 |  |  |  | 301.82
32. 2" x 10" lumber (1.67 BF per LF) |  |  |  | 16.00 LF |  | 0 |  |  | 4.88 |  |  |  |  | 0 |  |  |  |  | 15.62 |  |  |  | 93.7
33. Seal & paint wood shelving, 12"- 24" width |  |  |  | 50.00 LF |  | 0 |  |  | 4.44 |  |  |  |  | 0 |  |  |  |  | 44.4 |  |  |  | 266.4
34. Shelving - 16" - in place |  |  |  | 50.00 LF |  | 0 |  |  | 11.55 |  |  |  |  | 0 |  |  |  |  | 115.5 |  |  |  | 693
35. Seal/prime (1 coat) then paint (1 coat) the surface area |  |  |  | 244.00 SF |  | 0 |  |  | 0.98 |  |  |  |  | 0 |  |  |  |  | 47.82 |  |  |  | 286.94
36. 1/2" drywall - hung, taped, heavy texture, ready for paint |  |  |  | 244.00 SF |  | 0 |  |  | 3.36 |  |  |  |  | 0 |  |  |  |  | 163.96 |  |  |  | 983.8
37. Door knob - interior - High grade |  |  |  | 2.00 EA |  | 0 |  |  | 62.41 |  |  |  |  | 0 |  |  |  |  | 24.96 |  |  |  | 149.78
38. Interior door unit - High grade |  |  |  | 2.00 EA |  | 0 |  |  | 366.18 |  |  |  |  | 0 |  |  |  |  | 146.48 |  |  |  | 878.84
39. Paint door/window trim & jamb - 2 coats (per side) |  |  |  | 4.00 EA |  | 0 |  |  | 31.36 |  |  |  |  | 0 |  |  |  |  | 25.08 |  |  |  | 150.52
40. Paint door slab only - 2 coats (per side) |  |  |  | 4.00 EA |  | 0 |  |  | 38.93 |  |  |  |  | 0 |  |  |  |  | 31.14 |  |  |  | 186.86
41. Stud wall - 2" x 6" - 16" oc |  |  |  | 180.00 SF |  | 0 |  |  | 4 |  |  |  |  | 0 |  |  |  |  | 144 |  |  |  | 864
42. Stud wall - 2" x 4" - 16" oc |  |  |  | 1,765.00 SF |  | 0 |  |  | 2.6 |  |  |  |  | 0 |  |  |  |  | 917.8 |  |  |  | 5506.8
43. Step charge for "tucked" carpet installation - High grade |  |  |  | 15.00 EA |  | 0 |  |  | 30.52 |  |  |  |  | 0 |  |  |  |  | 91.56 |  |  |  | 549.36
44. Batt insulation - 10" - R30 - paper / foil faced |  |  |  | 3,124.21 SF |  | 0 |  |  | 2.6 |  |  |  |  | 0 |  |  |  |  | 1624.6 |  |  |  | 9747.55
45. Batt insulation - 10" - R30 - paper / foil faced |  |  |  | 900.00 SF |  | 0 |  |  | 2.6 |  |  |  |  | 0 |  |  |  |  | 468 |  |  |  | 2808
46. Blown-in insulation - 24" depth - R66 |  |  |  | 900.00 SF |  | 0 |  |  | 3.73 |  |  |  |  | 0 |  |  |  |  | 671.4 |  |  |  | 4028.4
47. Furnace - forced air - high efficiency - 100,000 BTU |  |  |  | 1.00 EA |  | 0 |  |  | 4143.66 |  |  |  |  | 0 |  |  |  |  | 828.74 |  |  |  | 4972.4
48. Ductwork system - hot or cold air - 1600 to 2199 SF home |  |  |  | 1.00 EA |  | 0 |  |  | 6240.76 |  |  |  |  | 0 |  |  |  |  | 1248.16 |  |  |  | 7488.92
49. Thermostat - High grade |  |  |  | 1.00 EA |  | 0 |  |  | 156.81 |  |  |  |  | 0 |  |  |  |  | 31.36 |  |  |  | 188.17
50. Condensate drain line |  |  |  | 1.00 EA |  | 0 |  |  | 67.75 |  |  |  |  | 0 |  |  |  |  | 13.56 |  |  |  | 81.31
51. Central air conditioning system - 4 ton - up to 13 SEER |  |  |  | 1.00 EA |  | 0 |  |  | 4324.14 |  |  |  |  | 0 |  |  |  |  | 864.82 |  |  |  | 5188.96
52. Sheathing - OSB - 3/4" - tongue and groove |  |  |  | 990.00 SF |  | 0 |  |  | 2.93 |  |  |  |  | 0 |  |  |  |  | 580.14 |  |  |  | 3480.84
DESCRIPTION |  |  |  | QTY |  | REMOVE |  |  | REPLACE |  |  |  |  | TAX |  |  |  |  | O&P |  |  |  | TOTAL
53. Joist - floor or ceiling - 2x10 - w/blocking - 16" oc |  |  |  | 1,800.00 SF |  | 0 |  |  | 4.75 |  |  |  |  | 0 |  |  |  |  | 1710 |  |  |  | 10260
54. 2" x 6" lumber - redwood (1 BF per LF) |  |  |  | 148.77 LF |  | 0 |  |  | 5.85 |  |  |  |  | 0 |  |  |  |  | 174.06 |  |  |  | 1044.36
55. Sheathing - OSB - 3/4" - tongue and groove |  |  |  | 990.00 SF |  | 0 |  |  | 2.93 |  |  |  |  | 0 |  |  |  |  | 580.14 |  |  |  | 3480.84
56. Joist - floor or ceiling - 2x10 - w/blocking - 16" oc |  |  |  | 900.00 SF |  | 0 |  |  | 4.75 |  |  |  |  | 0 |  |  |  |  | 855 |  |  |  | 5130
57. Flue cap |  |  |  | 1.00 EA |  | 0 |  |  | 116.79 |  |  |  |  | 0 |  |  |  |  | 23.36 |  |  |  | 140.15
58. Masonry fireplace & chimney - two story home - High grade |  |  |  | 1.00 EA |  | 0 |  |  | 26488.72 |  |  |  |  | 0 |  |  |  |  | 5297.74 |  |  |  | 31786.46
59. Stone veneer - natural stone - High grade |  |  |  | 72.00 SF |  | 0 |  |  | 47.64 |  |  |  |  | 0 |  |  |  |  | 686.02 |  |  |  | 4116.1
60. Stain & finish wood fireplace mantel |  |  |  | 6.00 LF |  | 0 |  |  | 7.39 |  |  |  |  | 0 |  |  |  |  | 8.86 |  |  |  | 53.2
61. Fireplace mantel - stain grade or hardwood - prefab. |  |  |  | 1.00 EA |  | 0 |  |  | 725.53 |  |  |  |  | 0 |  |  |  |  | 145.1 |  |  |  | 870.63
62. Fireplace hearth - brick |  |  |  | 15.00 SF |  | 0 |  |  | 50.28 |  |  |  |  | 0 |  |  |  |  | 150.84 |  |  |  | 905.04
63. Central vacuum - cleaning system - Large |  |  |  | 1.00 EA |  | 0 |  |  | 2753.86 |  |  |  |  | 0 |  |  |  |  | 550.78 |  |  |  | 3304.64
64. Water softener - electronically metered - Large |  |  |  | 1.00 EA |  | 0 |  |  | 1387.24 |  |  |  |  | 0 |  |  |  |  | 277.44 |  |  |  | 1664.68
65. Seal & paint bookcase |  |  |  | 75.00 SF |  | 0 |  |  | 2.76 |  |  |  |  | 0 |  |  |  |  | 41.4 |  |  |  | 248.4
66. Bookcase - built in - 12" - (SF of face area) |  |  |  | 75.00 SF |  | 0 |  |  | 18.42 |  |  |  |  | 0 |  |  |  |  | 276.3 |  |  |  | 1657.8
67. Rough-in plumbing - per fixture |  |  |  | 1.00 EA |  | 0 |  |  | 655.73 |  |  |  |  | 0 |  |  |  |  | 131.14 |  |  |  | 786.87
68. Sink faucet - Kitchen - High grade |  |  |  | 1.00 EA |  | 0 |  |  | 420.94 |  |  |  |  | 0 |  |  |  |  | 84.18 |  |  |  | 505.12
69. Laundry tub - High grade |  |  |  | 1.00 EA |  | 0 |  |  | 449.33 |  |  |  |  | 0 |  |  |  |  | 89.86 |  |  |  | 539.19
70. Ceiling fan without light - High grade |  |  |  | 2.00 EA |  | 0 |  |  | 348.02 |  |  |  |  | 0 |  |  |  |  | 139.2 |  |  |  | 835.24
71. Chandelier - oversized - Premium grade |  |  |  | 1.00 EA |  | 0 |  |  | 2328.18 |  |  |  |  | 0 |  |  |  |  | 465.64 |  |  |  | 2793.82
72. Exterior light fixture - High grade |  |  |  | 3.00 EA |  | 0 |  |  | 114.47 |  |  |  |  | 0 |  |  |  |  | 68.68 |  |  |  | 412.09
73. Door lockset & deadbolt - exterior |  |  |  | 3.00 EA |  | 0 |  |  | 105.01 |  |  |  |  | 0 |  |  |  |  | 63 |  |  |  | 378.03
74. Exterior door - metal - insulated / wood - High grade |  |  |  | 3.00 EA |  | 0 |  |  | 569.14 |  |  |  |  | 0 |  |  |  |  | 341.48 |  |  |  | 2048.9
75. 6-0 6-8 vinyl sliding patio door - High grade |  |  |  | 1.00 EA |  | 0 |  |  | 1615.3 |  |  |  |  | 0 |  |  |  |  | 323.06 |  |  |  | 1938.36
76. Stud wall - 2" x 6" - 16" oc |  |  |  | 3,124.21 SF |  | 0 |  |  | 4 |  |  |  |  | 0 |  |  |  |  | 2499.36 |  |  |  | 14996.2
77. Eavestrough/downspout - aluminum - up to 5" |  |  |  | 165.80 LF |  | 0 |  |  | 8.52 |  |  |  |  | 0 |  |  |  |  | 282.52 |  |  |  | 1695.14
78. Soffit & fascia - metal - 2' overhang |  |  |  | 156.00 LF |  | 0 |  |  | 18.61 |  |  |  |  | 0 |  |  |  |  | 580.64 |  |  |  | 3483.8
79. Roof vent - turtle type - Metal |  |  |  | 2.58 EA |  | 0 |  |  | 67.32 |  |  |  |  | 0 |  |  |  |  | 34.74 |  |  |  | 208.43
DESCRIPTION |  |  |  | QTY |  | REMOVE |  |  | REPLACE |  |  |  |  | TAX |  |  |  |  | O&P |  |  |  | TOTAL
80. Attic vent - gable end - vinyl |  |  |  | 6.00 EA |  | 0 |  |  | 148.94 |  |  |  |  | 0 |  |  |  |  | 178.72 |  |  |  | 1072.36
81. House wrap (air/moisture barrier) |  |  |  | 2,186.95 SF |  | 0 |  |  | 0.32 |  |  |  |  | 0 |  |  |  |  | 139.96 |  |  |  | 839.78
82. Sheathing - plywood - 1/2" CDX |  |  |  | 2,186.95 SF |  | 0 |  |  | 2.41 |  |  |  |  | 0 |  |  |  |  | 1054.12 |  |  |  | 6324.67
83. Synthetic stucco - additional charge for raised trim |  |  |  | 437.39 LF |  | 0 |  |  | 8.37 |  |  |  |  | 0 |  |  |  |  | 732.2 |  |  |  | 4393.15
84. Metal lath & stucco |  |  |  | 2,186.95 SF |  | 0 |  |  | 8.86 |  |  |  |  | 0 |  |  |  |  | 3875.28 |  |  |  | 23251.66
85. Roofing felt - 15 lb. |  |  |  | 9.60 SQ |  | 0 |  |  | 35.93 |  |  |  |  | 0 |  |  |  |  | 68.98 |  |  |  | 413.91
86. Brick veneer - High grade |  |  |  | 937.26 SF |  | 0 |  |  | 23.63 |  |  |  |  | 0 |  |  |  |  | 4429.5 |  |  |  | 26576.95
87. Sheathing - OSB - 1/2" |  |  |  | 937.26 SF |  | 0 |  |  | 1.61 |  |  |  |  | 0 |  |  |  |  | 301.8 |  |  |  | 1810.79
88. Phone, TV, or speaker outlet |  |  |  | 2.00 EA |  | 0 |  |  | 17.77 |  |  |  |  | 0 |  |  |  |  | 7.1 |  |  |  | 42.64
89. Grounding rod - copper clad with clamp, 8' |  |  |  | 1.00 EA |  | 0 |  |  | 104.37 |  |  |  |  | 0 |  |  |  |  | 20.88 |  |  |  | 125.25
90. Breaker panel - 200 amp |  |  |  | 1.00 EA |  | 0 |  |  | 1489.01 |  |  |  |  | 0 |  |  |  |  | 297.8 |  |  |  | 1786.81
91. Meter mast for overhead power - 2" conduit |  |  |  | 1.00 EA |  | 0 |  |  | 492.8 |  |  |  |  | 0 |  |  |  |  | 98.56 |  |  |  | 591.36
92. Meter base and main disconnect - 200 amp |  |  |  | 1.00 EA |  | 0 |  |  | 480.02 |  |  |  |  | 0 |  |  |  |  | 96 |  |  |  | 576.02
93. Phone / low voltage copper wiring |  |  |  | 40.00 LF |  | 0 |  |  | 0.99 |  |  |  |  | 0 |  |  |  |  | 7.92 |  |  |  | 47.52
94. Trunk cable - aluminum - 4 wire 4/0 |  |  |  | 40.00 LF |  | 0 |  |  | 13.24 |  |  |  |  | 0 |  |  |  |  | 105.92 |  |  |  | 635.52
95. Phone, TV, or speaker outlet |  |  |  | 4.00 EA |  | 0 |  |  | 17.77 |  |  |  |  | 0 |  |  |  |  | 14.22 |  |  |  | 85.3
96. Exterior outlet or switch |  |  |  | 2.00 EA |  | 0 |  |  | 20.75 |  |  |  |  | 0 |  |  |  |  | 8.3 |  |  |  | 49.8
97. Rewire\wire - avg. residence - boxes & wiring |  |  |  | 1,800.00 SF |  | 0 |  |  | 3.58 |  |  |  |  | 0 |  |  |  |  | 1288.8 |  |  |  | 7732.8
98. Phone / low voltage copper wiring |  |  |  | 40.00 LF |  | 0 |  |  | 0.99 |  |  |  |  | 0 |  |  |  |  | 7.92 |  |  |  | 47.52
99. Dumpster load - Approx. 30 yards, 5-7 tons of debris |  |  |  | 4.00 EA |  | 861 |  |  | 0 |  |  |  |  | 0 |  |  |  |  | 688.8 |  |  |  | 4132.8
100. Seal & paint wood shelving, 12"- 24" width |  |  |  | 10.00 LF |  | 0 |  |  | 4.44 |  |  |  |  | 0 |  |  |  |  | 8.88 |  |  |  | 53.28
101. Shelving - 16" - in place |  |  |  | 10.00 LF |  | 0 |  |  | 11.55 |  |  |  |  | 0 |  |  |  |  | 23.1 |  |  |  | 138.6
102. Closet rod |  |  |  | 10.00 LF |  | 0 |  |  | 4.75 |  |  |  |  | 0 |  |  |  |  | 9.5 |  |  |  | 57
103. Seal/prime (1 coat) then paint (1 coat) the surface area |  |  |  | 244.00 SF |  | 0 |  |  | 0.98 |  |  |  |  | 0 |  |  |  |  | 47.82 |  |  |  | 286.94
104. 1/2" drywall - hung, taped, heavy texture, ready for paint |  |  |  | 244.00 SF |  | 0 |  |  | 3.36 |  |  |  |  | 0 |  |  |  |  | 163.96 |  |  |  | 983.8
105. Door knob - interior - High grade |  |  |  | 2.00 EA |  | 0 |  |  | 62.41 |  |  |  |  | 0 |  |  |  |  | 24.96 |  |  |  | 149.78
106. Interior door unit - High grade |  |  |  | 2.00 EA |  | 0 |  |  | 366.18 |  |  |  |  | 0 |  |  |  |  | 146.48 |  |  |  | 878.84
107. Paint door/window trim & jamb - 2 coats (per side) |  |  |  | 4.00 EA |  | 0 |  |  | 31.36 |  |  |  |  | 0 |  |  |  |  | 25.08 |  |  |  | 150.52
108. Paint door slab only - 2 coats (per side) |  |  |  | 4.00 EA |  | 0 |  |  | 38.93 |  |  |  |  | 0 |  |  |  |  | 31.14 |  |  |  | 186.86
109. Sink faucet - Brass |  |  |  | 2.00 EA |  | 0 |  |  | 594.94 |  |  |  |  | 0 |  |  |  |  | 237.98 |  |  |  | 1427.86
DESCRIPTION |  |  |  | QTY |  | REMOVE |  |  | REPLACE |  |  |  |  | TAX |  |  |  |  | O&P |  |  |  | TOTAL
Totals: StructureLevelLineItems | [13 empty] | 0 |  |  |  |  | 45868.82 |  |  |  | 275212.81
EntryFoyer Formula 7' 1" x 5' 4" x 9'
223.50 SF Walls 261.28 SF Walls & Ceiling 4.20 SY Flooring 63.75 SF Long Wall 24.83 LF Ceil. Perimeter | [10 empty] | 37.78 SF Ceiling 37.78 SF Floor 24.83 LF Floor Perimeter 48.00 SF Short Wall
DESCRIPTION |  |  |  | QTY |  | REMOVE |  |  | REPLACE |  |  |  |  | TAX |  |  |  |  | O&P |  |  |  | TOTAL
110. Outlet |  |  |  | 2.00 EA |  | 0 |  |  | 13.27 |  |  |  |  | 0 |  |  |  |  | 5.3 |  |  |  | 31.84
111. Light fixture - High grade |  |  |  | 1.00 EA |  | 0 |  |  | 98.82 |  |  |  |  | 0 |  |  |  |  | 19.76 |  |  |  | 118.58
112. Wallpaper border - Standard grade |  |  |  | 9.93 LF |  | 0 |  |  | 2.62 |  |  |  |  | 0 |  |  |  |  | 5.2 |  |  |  | 31.22
113. Wallpaper - Standard grade |  |  |  | 89.40 SF |  | 0 |  |  | 2.16 |  |  |  |  | 0 |  |  |  |  | 38.62 |  |  |  | 231.72
114. Seal the surface area w/latex based stain blocker - one coat |  |  |  | 89.40 SF |  | 0 |  |  | 0.63 |  |  |  |  | 0 |  |  |  |  | 11.26 |  |  |  | 67.58
115. Seal/prime (1 coat) then paint (1 coat) the surface area |  |  |  | 111.75 SF |  | 0 |  |  | 0.98 |  |  |  |  | 0 |  |  |  |  | 21.9 |  |  |  | 131.42
116. Paneling |  |  |  | 22.35 SF |  | 0 |  |  | 3.76 |  |  |  |  | 0 |  |  |  |  | 16.8 |  |  |  | 100.84
117. 1/2" drywall - hung, taped, heavy texture, ready for paint |  |  |  | 223.50 SF |  | 0 |  |  | 3.36 |  |  |  |  | 0 |  |  |  |  | 150.2 |  |  |  | 901.16
118. Paint crown moulding, oversized - one coat |  |  |  | 24.83 LF |  | 0 |  |  | 1.04 |  |  |  |  | 0 |  |  |  |  | 5.16 |  |  |  | 30.98
119. Crown moulding - 4 1/4" stain grade |  |  |  | 24.83 LF |  | 0 |  |  | 8.02 |  |  |  |  | 0 |  |  |  |  | 39.82 |  |  |  | 238.96
120. Stain & finish baseboard |  |  |  | 24.83 LF |  | 0 |  |  | 1.51 |  |  |  |  | 0 |  |  |  |  | 7.5 |  |  |  | 44.99
121. Baseboard - 3 1/4" stain grade |  |  |  | 24.83 LF |  | 0 |  |  | 5.68 |  |  |  |  | 0 |  |  |  |  | 28.2 |  |  |  | 169.23
122. 1/2" drywall - hung, taped, heavy texture, ready for paint |  |  |  | 53.42 SF |  | 0 |  |  | 3.36 |  |  |  |  | 0 |  |  |  |  | 35.9 |  |  |  | 215.39
123. Seal the surface area w/latex based stain blocker - one coat |  |  |  | 53.42 SF |  | 0 |  |  | 0.63 |  |  |  |  | 0 |  |  |  |  | 6.74 |  |  |  | 40.39
124. Paint the surface area - one coat |  |  |  | 53.42 SF |  | 0 |  |  | 0.69 |  |  |  |  | 0 |  |  |  |  | 7.38 |  |  |  | 44.24
125. Tile floor covering - Premium grade |  |  |  | 9.16 SF |  | 0 |  |  | 17.35 |  |  |  |  | 0 |  |  |  |  | 31.78 |  |  |  | 190.71
126. Sand & finish wood floor (natural finish) |  |  |  | 18.31 SF |  | 0 |  |  | 3.58 |  |  |  |  | 0 |  |  |  |  | 13.12 |  |  |  | 78.67
127. Oak flooring - select grade - no finish |  |  |  | 18.31 SF |  | 0 |  |  | 9.85 |  |  |  |  | 0 |  |  |  |  | 36.08 |  |  |  | 216.43
128. Carpet pad - High grade |  |  |  | 17.38 SF |  | 0 |  |  | 1.02 |  |  |  |  | 0 |  |  |  |  | 3.54 |  |  |  | 21.27
129. Carpet - Premium grade |  |  |  | 17.38 SF |  | 0 |  |  | 9.23 |  |  |  |  | 0 |  |  |  |  | 32.08 |  |  |  | 192.5
| DESCRIPTION |  |  |  | QTY |  | REMOVE |  |  | REPLACE |  |  |  |  | TAX |  |  |  |  | O&P |  |  |  | TOTAL
| Totals: EntryFoyer | [13 empty] | 0 |  |  |  |  | 516.34 |  |  |  | 3098.12
Bath Formula 7' 1" x 4' 5" x 9'
207.00 SF Walls 238.28 SF Walls & Ceiling 3.48 SY Flooring 63.75 SF Long Wall 23.00 LF Ceil. Perimeter | [11 empty] | 31.28 SF Ceiling 31.28 SF Floor 23.00 LF Floor Perimeter 39.75 SF Short Wall
DESCRIPTION |  |  |  |  | QTY |  | REMOVE |  | REPLACE |  |  |  |  | TAX |  |  |  |  | O&P |  |  |  | TOTAL
130. Wall veneer panels - natural marble |  |  |  |  | 60.00 SF |  | 0 |  | 83.61 |  |  |  |  | 0 |  |  |  |  | 1003.32 |  |  |  | 6019.92
131. Mortar bed for tile |  |  |  |  | 60.00 SF |  | 0 |  | 8.81 |  |  |  |  | 0 |  |  |  |  | 105.72 |  |  |  | 634.32
132. Toilet paper holder - High grade |  |  |  |  | 1.00 EA |  | 0 |  | 42.6 |  |  |  |  | 0 |  |  |  |  | 8.52 |  |  |  | 51.12
133. Towel bar - High grade |  |  |  |  | 1.00 EA |  | 0 |  | 45.87 |  |  |  |  | 0 |  |  |  |  | 9.18 |  |  |  | 55.05
134. Seal & paint wood shelving, 12"- 24" width |  |  |  |  | 15.00 LF |  | 0 |  | 4.44 |  |  |  |  | 0 |  |  |  |  | 13.32 |  |  |  | 79.92
135. Shelving - 16" - in place |  |  |  |  | 15.00 LF |  | 0 |  | 11.55 |  |  |  |  | 0 |  |  |  |  | 34.66 |  |  |  | 207.91
136. Towel ring - High grade |  |  |  |  | 1.00 EA |  | 0 |  | 43.19 |  |  |  |  | 0 |  |  |  |  | 8.64 |  |  |  | 51.83
137. Outlet |  |  |  |  | 2.00 EA |  | 0 |  | 13.27 |  |  |  |  | 0 |  |  |  |  | 5.3 |  |  |  | 31.84
138. Mirror - 1/4" plate glass |  |  |  |  | 6.00 SF |  | 0 |  | 18.73 |  |  |  |  | 0 |  |  |  |  | 22.48 |  |  |  | 134.86
139. Medicine cabinet - High grade |  |  |  |  | 1.00 EA |  | 0 |  | 290.16 |  |  |  |  | 0 |  |  |  |  | 58.04 |  |  |  | 348.2
140. Rough-in plumbing - per fixture |  |  |  |  | 0.75 EA |  | 0 |  | 655.73 |  |  |  |  | 0 |  |  |  |  | 98.36 |  |  |  | 590.16
141. Rough-in plumbing - per fixture |  |  |  |  | 0.25 EA |  | 0 |  | 655.73 |  |  |  |  | 0 |  |  |  |  | 32.78 |  |  |  | 196.71
142. Toilet seat - High grade |  |  |  |  | 1.00 EA |  | 0 |  | 78.69 |  |  |  |  | 0 |  |  |  |  | 15.74 |  |  |  | 94.43
143. Toilet - High grade |  |  |  |  | 1.00 EA |  | 0 |  | 743.17 |  |  |  |  | 0 |  |  |  |  | 148.64 |  |  |  | 891.81
144. Bathtub enclosure - sliding glass |  |  |  |  | 1.00 EA |  | 0 |  | 655.4 |  |  |  |  | 0 |  |  |  |  | 131.08 |  |  |  | 786.48
doors - High grade
145. Tub/shower faucet - High grade |  |  |  |  | 1.00 EA |  | 0 |  | 415.22 |  |  |  |  | 0 |  |  |  |  | 83.04 |  |  |  | 498.26
146. Ductwork - flexible - non- insulated - 3" round |  |  |  |  | 10.00 LF |  | 0 |  | 6.57 |  |  |  |  | 0 |  |  |  |  | 13.14 |  |  |  | 78.84
147. Bathroom ventilation fan - High grade |  |  |  |  | 1.00 EA |  | 0 |  | 197.02 |  |  |  |  | 0 |  |  |  |  | 39.4 |  |  |  | 236.42
148. Light bar - 3 lights - High grade |  |  |  |  | 1.00 EA |  | 0 |  | 155.46 |  |  |  |  | 0 |  |  |  |  | 31.1 |  |  |  | 186.56
149. Door knob - interior - High grade |  |  |  |  | 1.00 EA |  | 0 |  | 62.41 |  |  |  |  | 0 |  |  |  |  | 12.48 |  |  |  | 74.89
150. Paint door slab only - 2 coats (per side) |  |  |  |  | 2.00 EA |  | 0 |  | 38.93 |  |  |  |  | 0 |  |  |  |  | 15.58 |  |  |  | 93.44
151. Paint door/window trim & jamb - 2 coats (per side) |  |  |  |  | 2.00 EA |  | 0 |  | 31.36 |  |  |  |  | 0 |  |  |  |  | 12.54 |  |  |  | 75.26
CONTINUED - Bath
DESCRIPTION QTY REMOVE REPLACE | [12 empty] | TAX O&P | [8 empty] | TOTAL
152. Interior door unit - High grade |  |  |  |  | 1.00 EA |  | 0 |  | 366.18 |  |  |  |  | 0 |  |  |  |  | 73.24 |  |  |  | 439.42
153. Ground fault interrupter (GFI) outlet |  |  |  |  | 1.00 EA |  | 0 |  | 37 |  |  |  |  | 0 |  |  |  |  | 7.4 |  |  |  | 44.4
154 |  | Rough-in plumbing - per fixture |  |  | 0.75 EA |  | 0 |  | 655.73 |  |  |  |  | 0 |  |  |  |  | 98.36 |  |  |  | 590.16
155 |  | Jetted tub faucet - High grade |  |  | 1.00 EA |  | 0 |  | 388.49 |  |  |  |  | 0 |  |  |  |  | 77.7 |  |  |  | 466.19
156 |  | Jetted tub - Acrylic - High grade |  |  | 1.00 EA |  | 0 |  | 3800.75 |  |  |  |  | 0 |  |  |  |  | 760.16 |  |  |  | 4560.91
157 |  | Rough-in plumbing - per fixture |  |  | 0.25 EA |  | 0 |  | 655.73 |  |  |  |  | 0 |  |  |  |  | 32.78 |  |  |  | 196.71
158 |  | Vanity - High grade |  |  | 6.00 LF |  | 0 |  | 319.27 |  |  |  |  | 0 |  |  |  |  | 383.12 |  |  |  | 2298.74
159. grade |  | Countertop - solid surface - High |  |  | 10.00 SF |  | 0 |  | 96.99 |  |  |  |  | 0 |  |  |  |  | 193.98 |  |  |  | 1163.88
160. grade |  | Sink faucet - Bathroom - High |  |  | 1.00 EA |  | 0 |  | 305.94 |  |  |  |  | 0 |  |  |  |  | 61.18 |  |  |  | 367.12
161 |  | Rough-in plumbing - per fixture |  |  | 1.50 EA |  | 0 |  | 655.73 |  |  |  |  | 0 |  |  |  |  | 196.72 |  |  |  | 1180.32
162 |  | Rough-in plumbing - per fixture |  |  | 0.50 EA |  | 0 |  | 655.73 |  |  |  |  | 0 |  |  |  |  | 65.58 |  |  |  | 393.45
163 |  | Sink - single - High grade |  |  | 2.00 EA |  | 0 |  | 406.64 |  |  |  |  | 0 |  |  |  |  | 162.66 |  |  |  | 975.94
164. grade |  | Wallpaper border - Standard |  |  | 9.20 LF |  | 0 |  | 2.62 |  |  |  |  | 0 |  |  |  |  | 4.82 |  |  |  | 28.92
165 |  | Wallpaper - Standard grade |  |  | 82.80 SF |  | 0 |  | 2.16 |  |  |  |  | 0 |  |  |  |  | 35.78 |  |  |  | 214.63
166 |  | Seal the surface area w/latex |  |  | 82.80 SF |  | 0 |  | 0.63 |  |  |  |  | 0 |  |  |  |  | 10.44 |  |  |  | 62.6
based stain blocker - one coat
167. Seal/prime (1 coat) then paint (1 coat) the surface area |  |  |  |  | 103.50 SF |  | 0 |  | 0.98 |  |  |  |  | 0 |  |  |  |  | 20.28 |  |  |  | 121.71
168. Paneling |  |  |  |  | 20.70 SF |  | 0 |  | 3.76 |  |  |  |  | 0 |  |  |  |  | 15.56 |  |  |  | 93.39
169. 1/2" drywall - hung, taped, heavy texture, ready for paint |  |  |  |  | 207.00 SF |  | 0 |  | 3.36 |  |  |  |  | 0 |  |  |  |  | 139.1 |  |  |  | 834.62
170. Stain & finish baseboard |  |  |  |  | 23.00 LF |  | 0 |  | 1.51 |  |  |  |  | 0 |  |  |  |  | 6.94 |  |  |  | 41.67
171. Baseboard - 3 1/4" stain grade |  |  |  |  | 23.00 LF |  | 0 |  | 5.68 |  |  |  |  | 0 |  |  |  |  | 26.12 |  |  |  | 156.76
172. 1/2" drywall - hung, taped, heavy texture, ready for paint |  |  |  |  | 31.28 SF |  | 0 |  | 3.36 |  |  |  |  | 0 |  |  |  |  | 21.02 |  |  |  | 126.12
173. Seal the surface area w/latex based stain blocker - one coat |  |  |  |  | 31.28 SF |  | 0 |  | 0.63 |  |  |  |  | 0 |  |  |  |  | 3.94 |  |  |  | 23.65
174. Paint the surface area - one coat |  |  |  |  | 31.28 SF |  | 0 |  | 0.69 |  |  |  |  | 0 |  |  |  |  | 4.32 |  |  |  | 25.9
175. Tile floor covering - Premium grade |  |  |  |  | 7.86 SF |  | 0 |  | 17.35 |  |  |  |  | 0 |  |  |  |  | 27.28 |  |  |  | 163.65
176. Sand & finish wood floor (natural finish) |  |  |  |  | 15.71 SF |  | 0 |  | 3.58 |  |  |  |  | 0 |  |  |  |  | 11.24 |  |  |  | 67.48
177. Oak flooring - select grade - no finish |  |  |  |  | 15.71 SF |  | 0 |  | 9.85 |  |  |  |  | 0 |  |  |  |  | 30.94 |  |  |  | 185.68
178. Carpet pad - High grade |  |  |  |  | 14.39 SF |  | 0 |  | 1.02 |  |  |  |  | 0 |  |  |  |  | 2.94 |  |  |  | 17.62
179. Carpet - Premium grade |  |  |  |  | 14.39 SF |  | 0 |  | 9.23 |  |  |  |  | 0 |  |  |  |  | 26.56 |  |  |  | 159.38
Totals: Bath | [13 empty] | 0 |  |  |  |  | 4403.22 |  |  |  | 26419.25
Bath3 Formula 4' 5" x 4' 5" x 9'
159.00 SF Walls 178.51 SF Walls & Ceiling 2.17 SY Flooring 39.75 SF Long Wall 17.67 LF Ceil. Perimeter | [11 empty] | 19.51 SF Ceiling 19.51 SF Floor 17.67 LF Floor Perimeter 39.75 SF Short Wall
DESCRIPTION |  |  |  |  | QTY |  | REMOVE |  | REPLACE |  |  |  |  | TAX |  |  |  |  | O&P |  |  |  | TOTAL
180. Outlet |  |  |  |  | 2.00 EA |  | 0 |  | 13.27 |  |  |  |  | 0 |  |  |  |  | 5.3 |  |  |  | 31.84
181. Ground fault interrupter (GFI) outlet |  |  |  |  | 1.00 EA |  | 0 |  | 37 |  |  |  |  | 0 |  |  |  |  | 7.4 |  |  |  | 44.4
182. Towel bar - High grade |  |  |  |  | 1.00 EA |  | 0 |  | 45.87 |  |  |  |  | 0 |  |  |  |  | 9.18 |  |  |  | 55.05
183. Seal & paint wood shelving, 12"- 24" width |  |  |  |  | 15.00 LF |  | 0 |  | 4.44 |  |  |  |  | 0 |  |  |  |  | 13.32 |  |  |  | 79.92
184. Shelving - 16" - in place |  |  |  |  | 15.00 LF |  | 0 |  | 11.55 |  |  |  |  | 0 |  |  |  |  | 34.66 |  |  |  | 207.91
185. Towel ring - High grade |  |  |  |  | 1.00 EA |  | 0 |  | 43.19 |  |  |  |  | 0 |  |  |  |  | 8.64 |  |  |  | 51.83
186. Mirror - 1/4" plate glass |  |  |  |  | 6.00 SF |  | 0 |  | 18.73 |  |  |  |  | 0 |  |  |  |  | 22.48 |  |  |  | 134.86
187. Medicine cabinet - High grade |  |  |  |  | 1.00 EA |  | 0 |  | 290.16 |  |  |  |  | 0 |  |  |  |  | 58.04 |  |  |  | 348.2
188. Rough-in plumbing - per fixture |  |  |  |  | 0.75 EA |  | 0 |  | 655.73 |  |  |  |  | 0 |  |  |  |  | 98.36 |  |  |  | 590.16
189. Rough-in plumbing - per fixture |  |  |  |  | 0.25 EA |  | 0 |  | 655.73 |  |  |  |  | 0 |  |  |  |  | 32.78 |  |  |  | 196.71
190. Toilet seat - High grade |  |  |  |  | 1.00 EA |  | 0 |  | 78.69 |  |  |  |  | 0 |  |  |  |  | 15.74 |  |  |  | 94.43
191. Toilet - High grade |  |  |  |  | 1.00 EA |  | 0 |  | 743.17 |  |  |  |  | 0 |  |  |  |  | 148.64 |  |  |  | 891.81
192. Ductwork - flexible - non- insulated - 3" round |  |  |  |  | 10.00 LF |  | 0 |  | 6.57 |  |  |  |  | 0 |  |  |  |  | 13.14 |  |  |  | 78.84
193. Bathroom ventilation fan - High grade |  |  |  |  | 1.00 EA |  | 0 |  | 197.02 |  |  |  |  | 0 |  |  |  |  | 39.4 |  |  |  | 236.42
194. Light bar - 2 lights - High grade |  |  |  |  | 1.00 EA |  | 0 |  | 136.65 |  |  |  |  | 0 |  |  |  |  | 27.34 |  |  |  | 163.99
195. Door knob - interior - High grade |  |  |  |  | 1.00 EA |  | 0 |  | 62.41 |  |  |  |  | 0 |  |  |  |  | 12.48 |  |  |  | 74.89
196. Paint door slab only - 2 coats (per side) |  |  |  |  | 2.00 EA |  | 0 |  | 38.93 |  |  |  |  | 0 |  |  |  |  | 15.58 |  |  |  | 93.44
197. Paint door/window trim & jamb - 2 coats (per side) |  |  |  |  | 2.00 EA |  | 0 |  | 31.36 |  |  |  |  | 0 |  |  |  |  | 12.54 |  |  |  | 75.26
198 |  | Interior door unit - High grade |  |  | 1.00 EA |  | 0 |  | 366.18 |  |  |  |  | 0 |  |  |  |  | 73.24 |  |  |  | 439.42
199 |  | Vanity - High grade |  |  | 3.00 LF |  | 0 |  | 319.27 |  |  |  |  | 0 |  |  |  |  | 191.56 |  |  |  | 1149.37
200. grade |  | Countertop - solid surface - High |  |  | 6.00 SF |  | 0 |  | 96.99 |  |  |  |  | 0 |  |  |  |  | 116.38 |  |  |  | 698.32
201. grade |  | Sink faucet - Bathroom - High |  |  | 1.00 EA |  | 0 |  | 305.94 |  |  |  |  | 0 |  |  |  |  | 61.18 |  |  |  | 367.12
202 |  | Rough-in plumbing - per fixture |  |  | 0.75 EA |  | 0 |  | 655.73 |  |  |  |  | 0 |  |  |  |  | 98.36 |  |  |  | 590.16
203 |  | Rough-in plumbing - per fixture |  |  | 0.25 EA |  | 0 |  | 655.73 |  |  |  |  | 0 |  |  |  |  | 32.78 |  |  |  | 196.71
204 |  | Sink - single - High grade |  |  | 1.00 EA |  | 0 |  | 406.64 |  |  |  |  | 0 |  |  |  |  | 81.32 |  |  |  | 487.96
205. grade |  | Wallpaper border - Standard |  |  | 7.07 LF |  | 0 |  | 2.62 |  |  |  |  | 0 |  |  |  |  | 3.7 |  |  |  | 22.22
DESCRIPTION |  |  |  | QTY |  | REMOVE |  |  | REPLACE |  |  |  |  | TAX |  |  |  |  | O&P |  |  |  | TOTAL
206. Wallpaper - Standard grade |  |  |  | 63.60 SF |  | 0 |  |  | 2.16 |  |  |  |  | 0 |  |  |  |  | 27.48 |  |  |  | 164.86
207. Seal the surface area w/latex based stain blocker - one coat |  |  |  | 63.60 SF |  | 0 |  |  | 0.63 |  |  |  |  | 0 |  |  |  |  | 8.02 |  |  |  | 48.09
208. Seal/prime (1 coat) then paint (1 coat) the surface area |  |  |  | 79.50 SF |  | 0 |  |  | 0.98 |  |  |  |  | 0 |  |  |  |  | 15.58 |  |  |  | 93.49
209. Paneling |  |  |  | 15.90 SF |  | 0 |  |  | 3.76 |  |  |  |  | 0 |  |  |  |  | 11.96 |  |  |  | 71.74
210. 1/2" drywall - hung, taped, heavy texture, ready for paint |  |  |  | 159.00 SF |  | 0 |  |  | 3.36 |  |  |  |  | 0 |  |  |  |  | 106.84 |  |  |  | 641.08
211. Stain & finish baseboard |  |  |  | 17.67 LF |  | 0 |  |  | 1.51 |  |  |  |  | 0 |  |  |  |  | 5.34 |  |  |  | 32.02
212. Baseboard - 3 1/4" stain grade |  |  |  | 17.67 LF |  | 0 |  |  | 5.68 |  |  |  |  | 0 |  |  |  |  | 20.08 |  |  |  | 120.45
213. 1/2" drywall - hung, taped, heavy texture, ready for paint |  |  |  | 19.51 SF |  | 0 |  |  | 3.36 |  |  |  |  | 0 |  |  |  |  | 13.12 |  |  |  | 78.67
214. Seal the surface area w/latex based stain blocker - one coat |  |  |  | 19.51 SF |  | 0 |  |  | 0.63 |  |  |  |  | 0 |  |  |  |  | 2.46 |  |  |  | 14.75
215. Paint the surface area - one coat |  |  |  | 19.51 SF |  | 0 |  |  | 0.69 |  |  |  |  | 0 |  |  |  |  | 2.7 |  |  |  | 16.16
216. Tile floor covering - Premium grade |  |  |  | 5.50 SF |  | 0 |  |  | 17.35 |  |  |  |  | 0 |  |  |  |  | 19.08 |  |  |  | 114.51
217. Sand & finish wood floor (natural finish) |  |  |  | 11.00 SF |  | 0 |  |  | 3.58 |  |  |  |  | 0 |  |  |  |  | 7.88 |  |  |  | 47.26
218. Oak flooring - select grade - no finish |  |  |  | 11.00 SF |  | 0 |  |  | 9.85 |  |  |  |  | 0 |  |  |  |  | 21.68 |  |  |  | 130.03
219. Carpet pad - High grade |  |  |  | 8.97 SF |  | 0 |  |  | 1.02 |  |  |  |  | 0 |  |  |  |  | 1.84 |  |  |  | 10.99
220. Carpet - Premium grade |  |  |  | 8.97 SF |  | 0 |  |  | 9.23 |  |  |  |  | 0 |  |  |  |  | 16.56 |  |  |  | 99.35
Totals: Bath3 | [13 empty] | 0 |  |  |  |  | 1514.16 |  |  |  | 9084.69
Bath2 Formula 7' 1" x 4' 5" x 9'
207.00 SF Walls 238.28 SF Walls & Ceiling 3.48 SY Flooring 63.75 SF Long Wall 23.00 LF Ceil. Perimeter | [10 empty] | 31.28 SF Ceiling 31.28 SF Floor 23.00 LF Floor Perimeter 39.75 SF Short Wall
DESCRIPTION |  |  |  | QTY |  | REMOVE |  |  | REPLACE |  |  |  |  | TAX |  |  |  |  | O&P |  |  |  | TOTAL
221. Wall veneer panels - natural marble |  |  |  | 60.00 SF |  | 0 |  |  | 83.61 |  |  |  |  | 0 |  |  |  |  | 1003.32 |  |  |  | 6019.92
222. Mortar bed for tile |  |  |  | 60.00 SF |  | 0 |  |  | 8.81 |  |  |  |  | 0 |  |  |  |  | 105.72 |  |  |  | 634.32
223. Toilet paper holder - High grade |  |  |  | 1.00 EA |  | 0 |  |  | 42.6 |  |  |  |  | 0 |  |  |  |  | 8.52 |  |  |  | 51.12
224. Towel bar - High grade |  |  |  | 1.00 EA |  | 0 |  |  | 45.87 |  |  |  |  | 0 |  |  |  |  | 9.18 |  |  |  | 55.05
225. Seal & paint wood shelving, 12"- 24" width |  |  |  | 15.00 LF |  | 0 |  |  | 4.44 |  |  |  |  | 0 |  |  |  |  | 13.32 |  |  |  | 79.92
DESCRIPTION QTY REMOVE REPLACE | [12 empty] | TAX O&P | [8 empty] | TOTAL
226. Shelving - 16" - in place |  |  |  |  | 15.00 LF |  | 0 |  | 11.55 |  |  |  |  | 0 |  |  |  |  | 34.66 |  |  |  | 207.91
227. Towel ring - High grade |  |  |  |  | 1.00 EA |  | 0 |  | 43.19 |  |  |  |  | 0 |  |  |  |  | 8.64 |  |  |  | 51.83
228. Outlet |  |  |  |  | 2.00 EA |  | 0 |  | 13.27 |  |  |  |  | 0 |  |  |  |  | 5.3 |  |  |  | 31.84
229. Mirror - 1/4" plate glass |  |  |  |  | 6.00 SF |  | 0 |  | 18.73 |  |  |  |  | 0 |  |  |  |  | 22.48 |  |  |  | 134.86
230. Medicine cabinet - High grade |  |  |  |  | 1.00 EA |  | 0 |  | 290.16 |  |  |  |  | 0 |  |  |  |  | 58.04 |  |  |  | 348.2
231. Rough-in plumbing - per fixture |  |  |  |  | 0.75 EA |  | 0 |  | 655.73 |  |  |  |  | 0 |  |  |  |  | 98.36 |  |  |  | 590.16
232. Rough-in plumbing - per fixture |  |  |  |  | 0.75 EA |  | 0 |  | 655.73 |  |  |  |  | 0 |  |  |  |  | 98.36 |  |  |  | 590.16
233. Rough-in plumbing - per fixture |  |  |  |  | 0.25 EA |  | 0 |  | 655.73 |  |  |  |  | 0 |  |  |  |  | 32.78 |  |  |  | 196.71
234. Rough-in plumbing - per fixture |  |  |  |  | 0.25 EA |  | 0 |  | 655.73 |  |  |  |  | 0 |  |  |  |  | 32.78 |  |  |  | 196.71
235. Toilet seat - High grade |  |  |  |  | 1.00 EA |  | 0 |  | 78.69 |  |  |  |  | 0 |  |  |  |  | 15.74 |  |  |  | 94.43
236. Toilet - High grade |  |  |  |  | 1.00 EA |  | 0 |  | 743.17 |  |  |  |  | 0 |  |  |  |  | 148.64 |  |  |  | 891.81
237. Bathtub - High grade |  |  |  |  | 1.00 EA |  | 0 |  | 1133.07 |  |  |  |  | 0 |  |  |  |  | 226.62 |  |  |  | 1359.69
238. Bathtub enclosure - sliding glass |  |  |  |  | 1.00 EA |  | 0 |  | 655.4 |  |  |  |  | 0 |  |  |  |  | 131.08 |  |  |  | 786.48
doors - High grade
239. Tub/shower faucet - High grade |  |  |  |  | 1.00 EA |  | 0 |  | 415.22 |  |  |  |  | 0 |  |  |  |  | 83.04 |  |  |  | 498.26
240. Ductwork - flexible - non- insulated - 3" round |  |  |  |  | 10.00 LF |  | 0 |  | 6.57 |  |  |  |  | 0 |  |  |  |  | 13.14 |  |  |  | 78.84
241. Bathroom ventilation fan - High grade |  |  |  |  | 1.00 EA |  | 0 |  | 197.02 |  |  |  |  | 0 |  |  |  |  | 39.4 |  |  |  | 236.42
242. Light bar - 3 lights - High grade |  |  |  |  | 1.00 EA |  | 0 |  | 155.46 |  |  |  |  | 0 |  |  |  |  | 31.1 |  |  |  | 186.56
243. Door knob - interior - High grade |  |  |  |  | 1.00 EA |  | 0 |  | 62.41 |  |  |  |  | 0 |  |  |  |  | 12.48 |  |  |  | 74.89
244. Paint door slab only - 2 coats (per side) |  |  |  |  | 2.00 EA |  | 0 |  | 38.93 |  |  |  |  | 0 |  |  |  |  | 15.58 |  |  |  | 93.44
245. Paint door/window trim & jamb - 2 coats (per side) |  |  |  |  | 2.00 EA |  | 0 |  | 31.36 |  |  |  |  | 0 |  |  |  |  | 12.54 |  |  |  | 75.26
246. Interior door unit - High grade |  |  |  |  | 1.00 EA |  | 0 |  | 366.18 |  |  |  |  | 0 |  |  |  |  | 73.24 |  |  |  | 439.42
247. Ground fault interrupter (GFI) outlet |  |  |  |  | 1.00 EA |  | 0 |  | 37 |  |  |  |  | 0 |  |  |  |  | 7.4 |  |  |  | 44.4
248 |  | Vanity - High grade |  |  | 6.00 LF |  | 0 |  | 319.27 |  |  |  |  | 0 |  |  |  |  | 383.12 |  |  |  | 2298.74
249. grade |  | Countertop - solid surface - High |  |  | 10.00 SF |  | 0 |  | 96.99 |  |  |  |  | 0 |  |  |  |  | 193.98 |  |  |  | 1163.88
250. grade |  | Sink faucet - Bathroom - High |  |  | 1.00 EA |  | 0 |  | 305.94 |  |  |  |  | 0 |  |  |  |  | 61.18 |  |  |  | 367.12
251 |  | Rough-in plumbing - per fixture |  |  | 1.50 EA |  | 0 |  | 655.73 |  |  |  |  | 0 |  |  |  |  | 196.72 |  |  |  | 1180.32
252 |  | Rough-in plumbing - per fixture |  |  | 0.50 EA |  | 0 |  | 655.73 |  |  |  |  | 0 |  |  |  |  | 65.58 |  |  |  | 393.45
253 |  | Sink - single - High grade |  |  | 2.00 EA |  | 0 |  | 406.64 |  |  |  |  | 0 |  |  |  |  | 162.66 |  |  |  | 975.94
254. grade |  | Wallpaper border - Standard |  |  | 9.20 LF |  | 0 |  | 2.62 |  |  |  |  | 0 |  |  |  |  | 4.82 |  |  |  | 28.92
255 |  | Wallpaper - Standard grade |  |  | 82.80 SF |  | 0 |  | 2.16 |  |  |  |  | 0 |  |  |  |  | 35.78 |  |  |  | 214.63
256 |  | Seal the surface area w/latex |  |  | 82.80 SF |  | 0 |  | 0.63 |  |  |  |  | 0 |  |  |  |  | 10.44 |  |  |  | 62.6
based stain blocker - one coat
DESCRIPTION |  |  |  | QTY |  | REMOVE |  |  | REPLACE |  |  |  |  | TAX |  |  |  |  | O&P |  |  |  | TOTAL
257. Seal/prime (1 coat) then paint (1 coat) the surface area |  |  |  | 103.50 SF |  | 0 |  |  | 0.98 |  |  |  |  | 0 |  |  |  |  | 20.28 |  |  |  | 121.71
258. Paneling |  |  |  | 20.70 SF |  | 0 |  |  | 3.76 |  |  |  |  | 0 |  |  |  |  | 15.56 |  |  |  | 93.39
259. 1/2" drywall - hung, taped, heavy texture, ready for paint |  |  |  | 207.00 SF |  | 0 |  |  | 3.36 |  |  |  |  | 0 |  |  |  |  | 139.1 |  |  |  | 834.62
260. Stain & finish baseboard |  |  |  | 23.00 LF |  | 0 |  |  | 1.51 |  |  |  |  | 0 |  |  |  |  | 6.94 |  |  |  | 41.67
261. Baseboard - 3 1/4" stain grade |  |  |  | 23.00 LF |  | 0 |  |  | 5.68 |  |  |  |  | 0 |  |  |  |  | 26.12 |  |  |  | 156.76
262. 1/2" drywall - hung, taped, heavy texture, ready for paint |  |  |  | 31.28 SF |  | 0 |  |  | 3.36 |  |  |  |  | 0 |  |  |  |  | 21.02 |  |  |  | 126.12
263. Seal the surface area w/latex based stain blocker - one coat |  |  |  | 31.28 SF |  | 0 |  |  | 0.63 |  |  |  |  | 0 |  |  |  |  | 3.94 |  |  |  | 23.65
264. Paint the surface area - one coat |  |  |  | 31.28 SF |  | 0 |  |  | 0.69 |  |  |  |  | 0 |  |  |  |  | 4.32 |  |  |  | 25.9
265. Tile floor covering - Premium grade |  |  |  | 7.86 SF |  | 0 |  |  | 17.35 |  |  |  |  | 0 |  |  |  |  | 27.28 |  |  |  | 163.65
266. Sand & finish wood floor (natural finish) |  |  |  | 15.71 SF |  | 0 |  |  | 3.58 |  |  |  |  | 0 |  |  |  |  | 11.24 |  |  |  | 67.48
267. Oak flooring - select grade - no finish |  |  |  | 15.71 SF |  | 0 |  |  | 9.85 |  |  |  |  | 0 |  |  |  |  | 30.94 |  |  |  | 185.68
268. Carpet pad - High grade |  |  |  | 14.39 SF |  | 0 |  |  | 1.02 |  |  |  |  | 0 |  |  |  |  | 2.94 |  |  |  | 17.62
269. Carpet - Premium grade |  |  |  | 14.39 SF |  | 0 |  |  | 9.23 |  |  |  |  | 0 |  |  |  |  | 26.56 |  |  |  | 159.38
Totals: Bath2 | [13 empty] | 0 |  |  |  |  | 3791.98 |  |  |  | 22751.84
LaundryRoom Formula 6' 3" x 4' 5" x 9'
192.00 SF Walls 219.60 SF Walls & Ceiling 3.07 SY Flooring 56.25 SF Long Wall 21.33 LF Ceil. Perimeter | [10 empty] | 27.60 SF Ceiling 27.60 SF Floor 21.33 LF Floor Perimeter 39.75 SF Short Wall
DESCRIPTION |  |  |  | QTY |  | REMOVE |  |  | REPLACE |  |  |  |  | TAX |  |  |  |  | O&P |  |  |  | TOTAL
270. Washing machine outlet box with valves |  |  |  | 1.00 EA |  | 0 |  |  | 212.06 |  |  |  |  | 0 |  |  |  |  | 42.42 |  |  |  | 254.48
271. 220 volt outlet |  |  |  | 1.00 EA |  | 0 |  |  | 33.1 |  |  |  |  | 0 |  |  |  |  | 6.62 |  |  |  | 39.72
272. Ground fault interrupter (GFI) outlet |  |  |  | 1.00 EA |  | 0 |  |  | 37 |  |  |  |  | 0 |  |  |  |  | 7.4 |  |  |  | 44.4
273. Outlet |  |  |  | 1.00 EA |  | 0 |  |  | 13.27 |  |  |  |  | 0 |  |  |  |  | 2.66 |  |  |  | 15.93
274. Rough-in plumbing - per fixture |  |  |  | 1.00 EA |  | 0 |  |  | 655.73 |  |  |  |  | 0 |  |  |  |  | 131.14 |  |  |  | 786.87
275. Light fixture - High grade |  |  |  | 1.00 EA |  | 0 |  |  | 98.82 |  |  |  |  | 0 |  |  |  |  | 19.76 |  |  |  | 118.58
276. Door knob - interior - High grade |  |  |  | 1.00 EA |  | 0 |  |  | 62.41 |  |  |  |  | 0 |  |  |  |  | 12.48 |  |  |  | 74.89
DESCRIPTION |  |  |  | QTY |  | REMOVE |  |  | REPLACE |  |  |  |  | TAX |  |  |  |  | O&P |  |  |  | TOTAL
277. Paint door slab only - 2 coats (per side) |  |  |  | 2.00 EA |  | 0 |  |  | 38.93 |  |  |  |  | 0 |  |  |  |  | 15.58 |  |  |  | 93.44
278. Paint door/window trim & jamb - 2 coats (per side) |  |  |  | 2.00 EA |  | 0 |  |  | 31.36 |  |  |  |  | 0 |  |  |  |  | 12.54 |  |  |  | 75.26
279. Interior door unit - High grade |  |  |  | 1.00 EA |  | 0 |  |  | 366.18 |  |  |  |  | 0 |  |  |  |  | 73.24 |  |  |  | 439.42
280. Cabinetry - upper (wall) units - High grade |  |  |  | 3.00 LF |  | 0 |  |  | 228.24 |  |  |  |  | 0 |  |  |  |  | 136.94 |  |  |  | 821.66
281. Wallpaper border - Standard grade |  |  |  | 8.53 LF |  | 0 |  |  | 2.62 |  |  |  |  | 0 |  |  |  |  | 4.48 |  |  |  | 26.83
282. Wallpaper - Standard grade |  |  |  | 76.80 SF |  | 0 |  |  | 2.16 |  |  |  |  | 0 |  |  |  |  | 33.18 |  |  |  | 199.07
283. Seal the surface area w/latex based stain blocker - one coat |  |  |  | 76.80 SF |  | 0 |  |  | 0.63 |  |  |  |  | 0 |  |  |  |  | 9.68 |  |  |  | 58.06
284. Seal/prime (1 coat) then paint (1 coat) the surface area |  |  |  | 96.00 SF |  | 0 |  |  | 0.98 |  |  |  |  | 0 |  |  |  |  | 18.82 |  |  |  | 112.9
285. Paneling |  |  |  | 19.20 SF |  | 0 |  |  | 3.76 |  |  |  |  | 0 |  |  |  |  | 14.44 |  |  |  | 86.63
286. 1/2" drywall - hung, taped, heavy texture, ready for paint |  |  |  | 192.00 SF |  | 0 |  |  | 3.36 |  |  |  |  | 0 |  |  |  |  | 129.02 |  |  |  | 774.14
287. Stain & finish baseboard |  |  |  | 21.33 LF |  | 0 |  |  | 1.51 |  |  |  |  | 0 |  |  |  |  | 6.44 |  |  |  | 38.65
288. Baseboard - 3 1/4" stain grade |  |  |  | 21.33 LF |  | 0 |  |  | 5.68 |  |  |  |  | 0 |  |  |  |  | 24.24 |  |  |  | 145.39
289. 1/2" drywall - hung, taped, heavy texture, ready for paint |  |  |  | 27.60 SF |  | 0 |  |  | 3.36 |  |  |  |  | 0 |  |  |  |  | 18.54 |  |  |  | 111.28
290. Seal the surface area w/latex based stain blocker - one coat |  |  |  | 27.60 SF |  | 0 |  |  | 0.63 |  |  |  |  | 0 |  |  |  |  | 3.48 |  |  |  | 20.87
291. Paint the surface area - one coat |  |  |  | 27.60 SF |  | 0 |  |  | 0.69 |  |  |  |  | 0 |  |  |  |  | 3.8 |  |  |  | 22.84
292. Tile floor covering - Premium grade |  |  |  | 7.12 SF |  | 0 |  |  | 17.35 |  |  |  |  | 0 |  |  |  |  | 24.7 |  |  |  | 148.23
293. Sand & finish wood floor (natural finish) |  |  |  | 14.24 SF |  | 0 |  |  | 3.58 |  |  |  |  | 0 |  |  |  |  | 10.2 |  |  |  | 61.18
294. Oak flooring - select grade - no finish |  |  |  | 14.24 SF |  | 0 |  |  | 9.85 |  |  |  |  | 0 |  |  |  |  | 28.06 |  |  |  | 168.32
295. Carpet pad - High grade |  |  |  | 12.70 SF |  | 0 |  |  | 1.02 |  |  |  |  | 0 |  |  |  |  | 2.6 |  |  |  | 15.55
296. Carpet - Premium grade |  |  |  | 12.70 SF |  | 0 |  |  | 9.23 |  |  |  |  | 0 |  |  |  |  | 23.44 |  |  |  | 140.66
Totals: LaundryRoom | [13 empty] | 0 |  |  |  |  | 815.9 |  |  |  | 4895.25
UtilityRoom Formula 8' 11" x 7' 1" x 9'
288.00 SF Walls 351.16 SF Walls & Ceiling 7.02 SY Flooring 80.25 SF Long Wall 32.00 LF Ceil. Perimeter | [10 empty] | 63.16 SF Ceiling 63.16 SF Floor 32.00 LF Floor Perimeter 63.75 SF Short Wall
CONTINUED - UtilityRoom
DESCRIPTION |  |  |  | QTY |  | REMOVE |  |  | REPLACE |  |  |  |  | TAX |  |  |  |  | O&P |  |  |  | TOTAL
297. Outlet |  |  |  | 6.00 EA |  | 0 |  |  | 13.27 |  |  |  |  | 0 |  |  |  |  | 15.92 |  |  |  | 95.54
298. Seal & paint wood shelving, 12"- 24" width |  |  |  | 42.00 LF |  | 0 |  |  | 4.44 |  |  |  |  | 0 |  |  |  |  | 37.3 |  |  |  | 223.78
299. Shelving - 16" - in place |  |  |  | 21.00 LF |  | 0 |  |  | 11.55 |  |  |  |  | 0 |  |  |  |  | 48.52 |  |  |  | 291.07
300. Shelving - 12" - in place |  |  |  | 21.00 LF |  | 0 |  |  | 10.76 |  |  |  |  | 0 |  |  |  |  | 45.2 |  |  |  | 271.16
301. Light fixture - High grade |  |  |  | 1.00 EA |  | 0 |  |  | 98.82 |  |  |  |  | 0 |  |  |  |  | 19.76 |  |  |  | 118.58
302. Door knob - interior - High grade |  |  |  | 1.00 EA |  | 0 |  |  | 62.41 |  |  |  |  | 0 |  |  |  |  | 12.48 |  |  |  | 74.89
303. Paint door slab only - 2 coats (per side) |  |  |  | 2.00 EA |  | 0 |  |  | 38.93 |  |  |  |  | 0 |  |  |  |  | 15.58 |  |  |  | 93.44
304. Paint door/window trim & jamb - 2 coats (per side) |  |  |  | 2.00 EA |  | 0 |  |  | 31.36 |  |  |  |  | 0 |  |  |  |  | 12.54 |  |  |  | 75.26
305. Interior door unit - High grade |  |  |  | 1.00 EA |  | 0 |  |  | 366.18 |  |  |  |  | 0 |  |  |  |  | 73.24 |  |  |  | 439.42
306. Wallpaper border - Standard grade |  |  |  | 12.80 LF |  | 0 |  |  | 2.62 |  |  |  |  | 0 |  |  |  |  | 6.7 |  |  |  | 40.24
307. Wallpaper - Standard grade |  |  |  | 115.20 SF |  | 0 |  |  | 2.16 |  |  |  |  | 0 |  |  |  |  | 49.76 |  |  |  | 298.59
308. Seal the surface area w/latex based stain blocker - one coat |  |  |  | 115.20 SF |  | 0 |  |  | 0.63 |  |  |  |  | 0 |  |  |  |  | 14.52 |  |  |  | 87.1
309. Seal/prime (1 coat) then paint (1 coat) the surface area |  |  |  | 144.00 SF |  | 0 |  |  | 0.98 |  |  |  |  | 0 |  |  |  |  | 28.22 |  |  |  | 169.34
310. Paneling |  |  |  | 28.80 SF |  | 0 |  |  | 3.76 |  |  |  |  | 0 |  |  |  |  | 21.66 |  |  |  | 129.95
311. 1/2" drywall - hung, taped, heavy texture, ready for paint |  |  |  | 288.00 SF |  | 0 |  |  | 3.36 |  |  |  |  | 0 |  |  |  |  | 193.54 |  |  |  | 1161.22
312. Stain & finish baseboard |  |  |  | 32.00 LF |  | 0 |  |  | 1.51 |  |  |  |  | 0 |  |  |  |  | 9.66 |  |  |  | 57.98
313. Baseboard - 3 1/4" stain grade |  |  |  | 32.00 LF |  | 0 |  |  | 5.68 |  |  |  |  | 0 |  |  |  |  | 36.36 |  |  |  | 218.12
314. 1/2" drywall - hung, taped, heavy texture, ready for paint |  |  |  | 63.16 SF |  | 0 |  |  | 3.36 |  |  |  |  | 0 |  |  |  |  | 42.44 |  |  |  | 254.66
315. Seal the surface area w/latex based stain blocker - one coat |  |  |  | 63.16 SF |  | 0 |  |  | 0.63 |  |  |  |  | 0 |  |  |  |  | 7.96 |  |  |  | 47.75
316. Paint the surface area - one coat |  |  |  | 63.16 SF |  | 0 |  |  | 0.69 |  |  |  |  | 0 |  |  |  |  | 8.72 |  |  |  | 52.3
317. Tile floor covering - Premium grade |  |  |  | 14.23 SF |  | 0 |  |  | 17.35 |  |  |  |  | 0 |  |  |  |  | 49.38 |  |  |  | 296.27
318. Sand & finish wood floor (natural finish) |  |  |  | 28.46 SF |  | 0 |  |  | 3.58 |  |  |  |  | 0 |  |  |  |  | 20.38 |  |  |  | 122.27
319. Oak flooring - select grade - no finish |  |  |  | 28.46 SF |  | 0 |  |  | 9.85 |  |  |  |  | 0 |  |  |  |  | 56.06 |  |  |  | 336.39
320. Carpet pad - High grade |  |  |  | 29.05 SF |  | 0 |  |  | 1.02 |  |  |  |  | 0 |  |  |  |  | 5.92 |  |  |  | 35.55
321. Carpet - Premium grade |  |  |  | 29.05 SF |  | 0 |  |  | 9.23 |  |  |  |  | 0 |  |  |  |  | 53.62 |  |  |  | 321.75
Totals: UtilityRoom | [13 empty] | 0 |  |  |  |  | 885.44 |  |  |  | 5312.62
WalkInCloset Formula 8' 11" x 7' 1" x 9'
288.00 SF Walls 351.16 SF Walls & Ceiling 7.02 SY Flooring 80.25 SF Long Wall 32.00 LF Ceil. Perimeter | [10 empty] | 63.16 SF Ceiling 63.16 SF Floor 32.00 LF Floor Perimeter 63.75 SF Short Wall
DESCRIPTION |  |  |  | QTY |  | REMOVE |  |  | REPLACE |  |  |  |  | TAX |  |  |  |  | O&P |  |  |  | TOTAL
322. Outlet |  |  |  | 2.00 EA |  | 0 |  |  | 13.27 |  |  |  |  | 0 |  |  |  |  | 5.3 |  |  |  | 31.84
323. Seal & paint wood shelving, 12"- 24" width |  |  |  | 42.00 LF |  | 0 |  |  | 4.44 |  |  |  |  | 0 |  |  |  |  | 37.3 |  |  |  | 223.78
324. Shelving - 16" - in place |  |  |  | 21.00 LF |  | 0 |  |  | 11.55 |  |  |  |  | 0 |  |  |  |  | 48.52 |  |  |  | 291.07
325. Shelving - 12" - in place |  |  |  | 21.00 LF |  | 0 |  |  | 10.76 |  |  |  |  | 0 |  |  |  |  | 45.2 |  |  |  | 271.16
326. Closet rod |  |  |  | 21.00 LF |  | 0 |  |  | 4.75 |  |  |  |  | 0 |  |  |  |  | 19.96 |  |  |  | 119.71
327. Light fixture - High grade |  |  |  | 1.00 EA |  | 0 |  |  | 98.82 |  |  |  |  | 0 |  |  |  |  | 19.76 |  |  |  | 118.58
328. Door knob - interior - High grade |  |  |  | 1.00 EA |  | 0 |  |  | 62.41 |  |  |  |  | 0 |  |  |  |  | 12.48 |  |  |  | 74.89
329. Paint door slab only - 2 coats (per side) |  |  |  | 2.00 EA |  | 0 |  |  | 38.93 |  |  |  |  | 0 |  |  |  |  | 15.58 |  |  |  | 93.44
330. Paint door/window trim & jamb - 2 coats (per side) |  |  |  | 2.00 EA |  | 0 |  |  | 31.36 |  |  |  |  | 0 |  |  |  |  | 12.54 |  |  |  | 75.26
331. Interior door unit - High grade |  |  |  | 1.00 EA |  | 0 |  |  | 366.18 |  |  |  |  | 0 |  |  |  |  | 73.24 |  |  |  | 439.42
332. Wallpaper border - Standard grade |  |  |  | 12.80 LF |  | 0 |  |  | 2.62 |  |  |  |  | 0 |  |  |  |  | 6.7 |  |  |  | 40.24
333. Wallpaper - Standard grade |  |  |  | 115.20 SF |  | 0 |  |  | 2.16 |  |  |  |  | 0 |  |  |  |  | 49.76 |  |  |  | 298.59
334. Seal the surface area w/latex based stain blocker - one coat |  |  |  | 115.20 SF |  | 0 |  |  | 0.63 |  |  |  |  | 0 |  |  |  |  | 14.52 |  |  |  | 87.1
335. Seal/prime (1 coat) then paint (1 coat) the surface area |  |  |  | 144.00 SF |  | 0 |  |  | 0.98 |  |  |  |  | 0 |  |  |  |  | 28.22 |  |  |  | 169.34
336. Paneling |  |  |  | 28.80 SF |  | 0 |  |  | 3.76 |  |  |  |  | 0 |  |  |  |  | 21.66 |  |  |  | 129.95
337. 1/2" drywall - hung, taped, heavy texture, ready for paint |  |  |  | 288.00 SF |  | 0 |  |  | 3.36 |  |  |  |  | 0 |  |  |  |  | 193.54 |  |  |  | 1161.22
338. Stain & finish baseboard |  |  |  | 32.00 LF |  | 0 |  |  | 1.51 |  |  |  |  | 0 |  |  |  |  | 9.66 |  |  |  | 57.98
339. Baseboard - 3 1/4" stain grade |  |  |  | 32.00 LF |  | 0 |  |  | 5.68 |  |  |  |  | 0 |  |  |  |  | 36.36 |  |  |  | 218.12
340. 1/2" drywall - hung, taped, heavy texture, ready for paint |  |  |  | 63.16 SF |  | 0 |  |  | 3.36 |  |  |  |  | 0 |  |  |  |  | 42.44 |  |  |  | 254.66
341. Seal the surface area w/latex based stain blocker - one coat |  |  |  | 63.16 SF |  | 0 |  |  | 0.63 |  |  |  |  | 0 |  |  |  |  | 7.96 |  |  |  | 47.75
342. Paint the surface area - one coat |  |  |  | 63.16 SF |  | 0 |  |  | 0.69 |  |  |  |  | 0 |  |  |  |  | 8.72 |  |  |  | 52.3
343. Tile floor covering - Premium grade |  |  |  | 14.23 SF |  | 0 |  |  | 17.35 |  |  |  |  | 0 |  |  |  |  | 49.38 |  |  |  | 296.27
344. Sand & finish wood floor (natural finish) |  |  |  | 28.46 SF |  | 0 |  |  | 3.58 |  |  |  |  | 0 |  |  |  |  | 20.38 |  |  |  | 122.27
345. Oak flooring - select grade - no finish |  |  |  | 28.46 SF |  | 0 |  |  | 9.85 |  |  |  |  | 0 |  |  |  |  | 56.06 |  |  |  | 336.39
CONTINUED - WalkInCloset
DESCRIPTION |  |  |  | QTY |  | REMOVE |  |  | REPLACE |  |  |  |  | TAX |  |  |  |  | O&P |  |  |  | TOTAL
346. Carpet pad - High grade |  |  |  | 29.05 SF |  | 0 |  |  | 1.02 |  |  |  |  | 0 |  |  |  |  | 5.92 |  |  |  | 35.55
347. Carpet - Premium grade |  |  |  | 29.05 SF |  | 0 |  |  | 9.23 |  |  |  |  | 0 |  |  |  |  | 53.62 |  |  |  | 321.75
Totals: WalkInCloset | [13 empty] | 0 |  |  |  |  | 894.78 |  |  |  | 5368.63
FamilyRoom Formula 12' 5" x 8' 11" x 9'
384.00 SF Walls 494.72 SF Walls & Ceiling 12.30 SY Flooring 111.75 SF Long Wall 42.67 LF Ceil. Perimeter | [10 empty] | 110.72 SF Ceiling 110.72 SF Floor 42.67 LF Floor Perimeter 80.25 SF Short Wall
DESCRIPTION |  |  |  | QTY |  | REMOVE |  |  | REPLACE |  |  |  |  | TAX |  |  |  |  | O&P |  |  |  | TOTAL
348. Outlet |  |  |  | 11.00 EA |  | 0 |  |  | 13.27 |  |  |  |  | 0 |  |  |  |  | 29.2 |  |  |  | 175.17
349. Light fixture - High grade |  |  |  | 1.00 EA |  | 0 |  |  | 98.82 |  |  |  |  | 0 |  |  |  |  | 19.76 |  |  |  | 118.58
350. Wallpaper border - Standard grade |  |  |  | 17.07 LF |  | 0 |  |  | 2.62 |  |  |  |  | 0 |  |  |  |  | 8.94 |  |  |  | 53.66
351. Wallpaper - Standard grade |  |  |  | 153.60 SF |  | 0 |  |  | 2.16 |  |  |  |  | 0 |  |  |  |  | 66.36 |  |  |  | 398.14
352. Seal the surface area w/latex based stain blocker - one coat |  |  |  | 153.60 SF |  | 0 |  |  | 0.63 |  |  |  |  | 0 |  |  |  |  | 19.36 |  |  |  | 116.13
353. Seal/prime (1 coat) then paint (1 coat) the surface area |  |  |  | 192.00 SF |  | 0 |  |  | 0.98 |  |  |  |  | 0 |  |  |  |  | 37.64 |  |  |  | 225.8
354. Paneling |  |  |  | 38.40 SF |  | 0 |  |  | 3.76 |  |  |  |  | 0 |  |  |  |  | 28.88 |  |  |  | 173.26
355. 1/2" drywall - hung, taped, heavy texture, ready for paint |  |  |  | 384.00 SF |  | 0 |  |  | 3.36 |  |  |  |  | 0 |  |  |  |  | 258.04 |  |  |  | 1548.28
356. Trim board - 1" x 6" - installed (hardwood - oak or =) |  |  |  | 12.42 LF |  | 0 |  |  | 8.18 |  |  |  |  | 0 |  |  |  |  | 20.32 |  |  |  | 121.92
357. Trim board - 1" x 12" - installed (hardwood - oak or =) |  |  |  | 24.83 LF |  | 0 |  |  | 15.25 |  |  |  |  | 0 |  |  |  |  | 75.74 |  |  |  | 454.4
358. 2" x 4" lumber (.667 BF per LF) |  |  |  | 49.67 LF |  | 0 |  |  | 2.58 |  |  |  |  | 0 |  |  |  |  | 25.64 |  |  |  | 153.79
359. Paint crown moulding, oversized - one coat |  |  |  | 42.67 LF |  | 0 |  |  | 1.04 |  |  |  |  | 0 |  |  |  |  | 8.88 |  |  |  | 53.26
360. Crown moulding - 4 1/4" stain grade |  |  |  | 42.67 LF |  | 0 |  |  | 8.02 |  |  |  |  | 0 |  |  |  |  | 68.44 |  |  |  | 410.65
361. Stain & finish baseboard |  |  |  | 42.67 LF |  | 0 |  |  | 1.51 |  |  |  |  | 0 |  |  |  |  | 12.88 |  |  |  | 77.31
362. Baseboard - 3 1/4" stain grade |  |  |  | 42.67 LF |  | 0 |  |  | 5.68 |  |  |  |  | 0 |  |  |  |  | 48.48 |  |  |  | 290.85
363. 1/2" drywall - hung, taped, heavy texture, ready for paint |  |  |  | 110.72 SF |  | 0 |  |  | 3.36 |  |  |  |  | 0 |  |  |  |  | 74.4 |  |  |  | 446.42
364. Seal the surface area w/latex based stain blocker - one coat |  |  |  | 110.72 SF |  | 0 |  |  | 0.63 |  |  |  |  | 0 |  |  |  |  | 13.96 |  |  |  | 83.71
365. Paint the surface area - one coat |  |  |  | 110.72 SF |  | 0 |  |  | 0.69 |  |  |  |  | 0 |  |  |  |  | 15.28 |  |  |  | 91.68
CONTINUED - FamilyRoom
DESCRIPTION |  |  |  | QTY |  | REMOVE |  |  | REPLACE |  |  |  |  | TAX |  |  |  |  | O&P |  |  |  | TOTAL
366. Tile floor covering - Premium grade |  |  |  | 23.74 SF |  | 0 |  |  | 17.35 |  |  |  |  | 0 |  |  |  |  | 82.38 |  |  |  | 494.27
367. Sand & finish wood floor (natural finish) |  |  |  | 47.49 SF |  | 0 |  |  | 3.58 |  |  |  |  | 0 |  |  |  |  | 34 |  |  |  | 204.01
368. Oak flooring - select grade - no finish |  |  |  | 47.49 SF |  | 0 |  |  | 9.85 |  |  |  |  | 0 |  |  |  |  | 93.56 |  |  |  | 561.34
369. Carpet pad - High grade |  |  |  | 50.93 SF |  | 0 |  |  | 1.02 |  |  |  |  | 0 |  |  |  |  | 10.4 |  |  |  | 62.35
370. Carpet - Premium grade |  |  |  | 50.93 SF |  | 0 |  |  | 9.23 |  |  |  |  | 0 |  |  |  |  | 94.02 |  |  |  | 564.1
Totals: FamilyRoom | [13 empty] | 0 |  |  |  |  | 1146.56 |  |  |  | 6879.08
Bedroom2 Formula 12' 5" x 10' 8" x 9'
415.50 SF Walls 547.94 SF Walls & Ceiling 14.72 SY Flooring 111.75 SF Long Wall 46.17 LF Ceil. Perimeter | [10 empty] | 132.44 SF Ceiling 132.44 SF Floor 46.17 LF Floor Perimeter 96.00 SF Short Wall
DESCRIPTION |  |  |  | QTY |  | REMOVE |  |  | REPLACE |  |  |  |  | TAX |  |  |  |  | O&P |  |  |  | TOTAL
371. Smoke detector - High grade |  |  |  | 1.00 EA |  | 0 |  |  | 87.09 |  |  |  |  | 0 |  |  |  |  | 17.42 |  |  |  | 104.51
372. Seal & paint wood shelving, 12"- 24" width |  |  |  | 12.00 LF |  | 0 |  |  | 4.44 |  |  |  |  | 0 |  |  |  |  | 10.66 |  |  |  | 63.94
373. Shelving - 12" - in place |  |  |  | 6.00 LF |  | 0 |  |  | 10.76 |  |  |  |  | 0 |  |  |  |  | 12.92 |  |  |  | 77.48
374. Shelving - 16" - in place |  |  |  | 6.00 LF |  | 0 |  |  | 11.55 |  |  |  |  | 0 |  |  |  |  | 13.86 |  |  |  | 83.16
375. Closet rod |  |  |  | 6.00 LF |  | 0 |  |  | 4.75 |  |  |  |  | 0 |  |  |  |  | 5.7 |  |  |  | 34.2
376. Outlet |  |  |  | 8.00 EA |  | 0 |  |  | 13.27 |  |  |  |  | 0 |  |  |  |  | 21.24 |  |  |  | 127.4
377. Light fixture - High grade |  |  |  | 1.00 EA |  | 0 |  |  | 98.82 |  |  |  |  | 0 |  |  |  |  | 19.76 |  |  |  | 118.58
378. Door knob - interior - High grade |  |  |  | 1.00 EA |  | 0 |  |  | 62.41 |  |  |  |  | 0 |  |  |  |  | 12.48 |  |  |  | 74.89
379. Paint bifold door set - slab only - 2 coats (per side) |  |  |  | 2.00 EA |  | 0 |  |  | 55.02 |  |  |  |  | 0 |  |  |  |  | 22 |  |  |  | 132.04
380. Bifold door set - Birch veneer - Double |  |  |  | 1.00 EA |  | 0 |  |  | 434.33 |  |  |  |  | 0 |  |  |  |  | 86.86 |  |  |  | 521.19
381. Paint door slab only - 2 coats (per side) |  |  |  | 2.00 EA |  | 0 |  |  | 38.93 |  |  |  |  | 0 |  |  |  |  | 15.58 |  |  |  | 93.44
382. Paint door/window trim & jamb - 2 coats (per side) |  |  |  | 2.00 EA |  | 0 |  |  | 31.36 |  |  |  |  | 0 |  |  |  |  | 12.54 |  |  |  | 75.26
383. Interior door unit - High grade |  |  |  | 1.00 EA |  | 0 |  |  | 366.18 |  |  |  |  | 0 |  |  |  |  | 73.24 |  |  |  | 439.42
384. Wallpaper border - Standard grade |  |  |  | 18.47 LF |  | 0 |  |  | 2.62 |  |  |  |  | 0 |  |  |  |  | 9.68 |  |  |  | 58.07
385. Wallpaper - Standard grade |  |  |  | 166.20 SF |  | 0 |  |  | 2.16 |  |  |  |  | 0 |  |  |  |  | 71.8 |  |  |  | 430.79
CONTINUED - Bedroom2
DESCRIPTION |  |  |  | QTY |  | REMOVE |  |  | REPLACE |  |  |  |  | TAX |  |  |  |  | O&P |  |  |  | TOTAL
386. Seal the surface area w/latex based stain blocker - one coat |  |  |  | 166.20 SF |  | 0 |  |  | 0.63 |  |  |  |  | 0 |  |  |  |  | 20.94 |  |  |  | 125.65
387. Seal/prime (1 coat) then paint (1 coat) the surface area |  |  |  | 207.75 SF |  | 0 |  |  | 0.98 |  |  |  |  | 0 |  |  |  |  | 40.72 |  |  |  | 244.32
388. Paneling |  |  |  | 41.55 SF |  | 0 |  |  | 3.76 |  |  |  |  | 0 |  |  |  |  | 31.24 |  |  |  | 187.47
389. 1/2" drywall - hung, taped, heavy texture, ready for paint |  |  |  | 415.50 SF |  | 0 |  |  | 3.36 |  |  |  |  | 0 |  |  |  |  | 279.22 |  |  |  | 1675.3
390. Paint crown moulding, oversized - one coat |  |  |  | 46.17 LF |  | 0 |  |  | 1.04 |  |  |  |  | 0 |  |  |  |  | 9.6 |  |  |  | 57.62
391. Crown moulding - 4 1/4" stain grade |  |  |  | 46.17 LF |  | 0 |  |  | 8.02 |  |  |  |  | 0 |  |  |  |  | 74.06 |  |  |  | 444.34
392. Stain & finish baseboard |  |  |  | 46.17 LF |  | 0 |  |  | 1.51 |  |  |  |  | 0 |  |  |  |  | 13.94 |  |  |  | 83.66
393. Baseboard - 3 1/4" stain grade |  |  |  | 46.17 LF |  | 0 |  |  | 5.68 |  |  |  |  | 0 |  |  |  |  | 52.46 |  |  |  | 314.71
394. 1/2" drywall - hung, taped, heavy texture, ready for paint |  |  |  | 187.28 SF |  | 0 |  |  | 3.36 |  |  |  |  | 0 |  |  |  |  | 125.86 |  |  |  | 755.12
395. Seal the surface area w/latex based stain blocker - one coat |  |  |  | 187.28 SF |  | 0 |  |  | 0.63 |  |  |  |  | 0 |  |  |  |  | 23.6 |  |  |  | 141.59
396. Paint the surface area - one coat |  |  |  | 187.28 SF |  | 0 |  |  | 0.69 |  |  |  |  | 0 |  |  |  |  | 25.84 |  |  |  | 155.06
397. Tile floor covering - Premium grade |  |  |  | 28.09 SF |  | 0 |  |  | 17.35 |  |  |  |  | 0 |  |  |  |  | 97.48 |  |  |  | 584.84
398. Sand & finish wood floor (natural finish) |  |  |  | 56.18 SF |  | 0 |  |  | 3.58 |  |  |  |  | 0 |  |  |  |  | 40.22 |  |  |  | 241.34
399. Oak flooring - select grade - no finish |  |  |  | 56.18 SF |  | 0 |  |  | 9.85 |  |  |  |  | 0 |  |  |  |  | 110.68 |  |  |  | 664.05
400. Carpet pad - High grade |  |  |  | 60.92 SF |  | 0 |  |  | 1.02 |  |  |  |  | 0 |  |  |  |  | 12.42 |  |  |  | 74.56
401. Carpet - Premium grade |  |  |  | 60.92 SF |  | 0 |  |  | 9.23 |  |  |  |  | 0 |  |  |  |  | 112.46 |  |  |  | 674.75
Totals: Bedroom2 | [13 empty] | 0 |  |  |  |  | 1476.48 |  |  |  | 8858.75
Kitchen Formula 9' 9" x 8' 11" x 9'
336.00 SF Walls 422.94 SF Walls & Ceiling 9.66 SY Flooring 87.75 SF Long Wall 37.33 LF Ceil. Perimeter | [10 empty] | 86.94 SF Ceiling 86.94 SF Floor 37.33 LF Floor Perimeter 80.25 SF Short Wall
DESCRIPTION |  |  |  | QTY |  | REMOVE |  |  | REPLACE |  |  |  |  | TAX |  |  |  |  | O&P |  |  |  | TOTAL
402. Add for leaded glass (standard design), per cabinet door |  |  |  | 10.00 EA |  | 0 |  |  | 84.32 |  |  |  |  | 0 |  |  |  |  | 168.64 |  |  |  | 1011.84
403. 220 volt outlet |  |  |  | 1.00 EA |  | 0 |  |  | 33.1 |  |  |  |  | 0 |  |  |  |  | 6.62 |  |  |  | 39.72
404. Ground fault interrupter (GFI) outlet |  |  |  | 2.00 EA |  | 0 |  |  | 37 |  |  |  |  | 0 |  |  |  |  | 14.8 |  |  |  | 88.8
DESCRIPTION |  |  |  | QTY |  | REMOVE |  |  | REPLACE |  |  |  |  | TAX |  |  |  |  | O&P |  |  |  | TOTAL
405. Outlet |  |  |  | 4.00 EA |  | 0 |  |  | 13.27 |  |  |  |  | 0 |  |  |  |  | 10.62 |  |  |  | 63.7
406. Outlet |  |  |  | 2.00 EA |  | 0 |  |  | 13.27 |  |  |  |  | 0 |  |  |  |  | 5.3 |  |  |  | 31.84
407. Rough-in plumbing - per fixture |  |  |  | 1.00 EA |  | 0 |  |  | 655.73 |  |  |  |  | 0 |  |  |  |  | 131.14 |  |  |  | 786.87
408. Sink faucet - Kitchen - Premium grade |  |  |  | 1.00 EA |  | 0 |  |  | 576.94 |  |  |  |  | 0 |  |  |  |  | 115.38 |  |  |  | 692.32
409. Sink - double basin - Premium grade |  |  |  | 1.00 EA |  | 0 |  |  | 792.7 |  |  |  |  | 0 |  |  |  |  | 158.54 |  |  |  | 951.24
410. Fluorescent - four tube - 4' - fixture w/lens |  |  |  | 1.00 EA |  | 0 |  |  | 141.22 |  |  |  |  | 0 |  |  |  |  | 28.24 |  |  |  | 169.46
411. Cabinetry - full height unit - Premium grade |  |  |  | 4.00 LF |  | 0 |  |  | 540.73 |  |  |  |  | 0 |  |  |  |  | 432.58 |  |  |  | 2595.5
412. Cabinetry - lower (base) units - Premium grade |  |  |  | 6.00 LF |  | 0 |  |  | 405.36 |  |  |  |  | 0 |  |  |  |  | 486.44 |  |  |  | 2918.6
413. Refrigerator/icemaker water supply box with valve |  |  |  | 1.00 EA |  | 0 |  |  | 139.74 |  |  |  |  | 0 |  |  |  |  | 27.94 |  |  |  | 167.68
414. Appliance water line - 1/4" |  |  |  | 1.00 EA |  | 0 |  |  | 65.8 |  |  |  |  | 0 |  |  |  |  | 13.16 |  |  |  | 78.96
415. Cabinet knob or pull |  |  |  | 28.00 EA |  | 0 |  |  | 9.57 |  |  |  |  | 0 |  |  |  |  | 53.6 |  |  |  | 321.56
416. Custom cabinets - wall units - up to 24" tall - High grade |  |  |  | 14.00 LF |  | 0 |  |  | 284.87 |  |  |  |  | 0 |  |  |  |  | 797.64 |  |  |  | 4785.82
417. Cabinetry - laminate lower (base) units - High grade |  |  |  | 16.00 LF |  | 0 |  |  | 306.37 |  |  |  |  | 0 |  |  |  |  | 980.38 |  |  |  | 5882.3
418. Microwave oven - over range w/built-in hood |  |  |  | 1.00 EA |  | 0 |  |  | 520.01 |  |  |  |  | 0 |  |  |  |  | 104 |  |  |  | 624.01
419. Countertop - solid surface - High grade |  |  |  | 36.00 SF |  | 0 |  |  | 96.99 |  |  |  |  | 0 |  |  |  |  | 698.32 |  |  |  | 4189.96
420. Countertop - solid surface - High grade |  |  |  | 12.00 SF |  | 0 |  |  | 96.99 |  |  |  |  | 0 |  |  |  |  | 232.78 |  |  |  | 1396.66
421. Cabinetry - full height unit - High grade |  |  |  | 2.50 LF |  | 0 |  |  | 406.84 |  |  |  |  | 0 |  |  |  |  | 203.42 |  |  |  | 1220.52
422. Built-in freezer - 36" - High grade |  |  |  | 1.00 EA |  | 0 |  |  | 5887.01 |  |  |  |  | 0 |  |  |  |  | 1177.4 |  |  |  | 7064.41
423. 110 volt copper wiring run, box and outlet |  |  |  | 1.00 EA |  | 0 |  |  | 75.59 |  |  |  |  | 0 |  |  |  |  | 15.12 |  |  |  | 90.71
424. 110 volt copper wiring run, box and outlet |  |  |  | 1.00 EA |  | 0 |  |  | 75.59 |  |  |  |  | 0 |  |  |  |  | 15.12 |  |  |  | 90.71
425. 220 volt copper wiring run, box and receptacle |  |  |  | 1.00 EA |  | 0 |  |  | 212.95 |  |  |  |  | 0 |  |  |  |  | 42.6 |  |  |  | 255.55
426. 110 volt copper wiring run, box and outlet |  |  |  | 1.00 EA |  | 0 |  |  | 75.59 |  |  |  |  | 0 |  |  |  |  | 15.12 |  |  |  | 90.71
427. Built-in refrigerator - 36" - High grade |  |  |  | 1.00 EA |  | 0 |  |  | 7621.75 |  |  |  |  | 0 |  |  |  |  | 1524.36 |  |  |  | 9146.11
428. 220 volt copper wiring run, box and receptacle |  |  |  | 1.00 EA |  | 0 |  |  | 212.95 |  |  |  |  | 0 |  |  |  |  | 42.6 |  |  |  | 255.55
429. Built-in oven - High grade |  |  |  | 1.00 EA |  | 0 |  |  | 1574.42 |  |  |  |  | 0 |  |  |  |  | 314.88 |  |  |  | 1889.3
430. Garbage disposer - High grade |  |  |  | 1.00 EA |  | 0 |  |  | 390.96 |  |  |  |  | 0 |  |  |  |  | 78.2 |  |  |  | 469.16
431. Wood range hood, 42" - tapered canopy - High grade |  |  |  | 1.00 EA |  | 0 |  |  | 2204.29 |  |  |  |  | 0 |  |  |  |  | 440.86 |  |  |  | 2645.15
DESCRIPTION |  |  |  | QTY |  | REMOVE |  |  | REPLACE |  |  |  |  | TAX |  |  |  |  | O&P |  |  |  | TOTAL
432. Cooktop - gas - High grade |  |  |  | 1.00 EA |  | 0 |  |  | 1010.11 |  |  |  |  | 0 |  |  |  |  | 202.02 |  |  |  | 1212.13
433. Dishwasher connection |  |  |  | 1.00 EA |  | 0 |  |  | 139.56 |  |  |  |  | 0 |  |  |  |  | 27.92 |  |  |  | 167.48
434. Dishwasher - Premium grade |  |  |  | 1.00 EA |  | 0 |  |  | 1525.06 |  |  |  |  | 0 |  |  |  |  | 305.02 |  |  |  | 1830.08
435. Wallpaper border - Standard grade |  |  |  | 14.93 LF |  | 0 |  |  | 2.62 |  |  |  |  | 0 |  |  |  |  | 7.82 |  |  |  | 46.94
436. Wallpaper - Standard grade |  |  |  | 134.40 SF |  | 0 |  |  | 2.16 |  |  |  |  | 0 |  |  |  |  | 58.06 |  |  |  | 348.36
437. Seal the surface area w/latex based stain blocker - one coat |  |  |  | 134.40 SF |  | 0 |  |  | 0.63 |  |  |  |  | 0 |  |  |  |  | 16.94 |  |  |  | 101.61
438. Seal/prime (1 coat) then paint (1 coat) the surface area |  |  |  | 168.00 SF |  | 0 |  |  | 0.98 |  |  |  |  | 0 |  |  |  |  | 32.92 |  |  |  | 197.56
439. Paneling |  |  |  | 33.60 SF |  | 0 |  |  | 3.76 |  |  |  |  | 0 |  |  |  |  | 25.26 |  |  |  | 151.6
440. 1/2" drywall - hung, taped, heavy texture, ready for paint |  |  |  | 336.00 SF |  | 0 |  |  | 3.36 |  |  |  |  | 0 |  |  |  |  | 225.8 |  |  |  | 1354.76
441. Stain & finish chair rail |  |  |  | 37.33 LF |  | 0 |  |  | 1.51 |  |  |  |  | 0 |  |  |  |  | 11.28 |  |  |  | 67.65
442. Chair rail - 2 1/2" hardwood - moulded w/intricate detail |  |  |  | 37.33 LF |  | 0 |  |  | 7.47 |  |  |  |  | 0 |  |  |  |  | 55.78 |  |  |  | 334.64
443. Stain & finish baseboard |  |  |  | 37.33 LF |  | 0 |  |  | 1.51 |  |  |  |  | 0 |  |  |  |  | 11.28 |  |  |  | 67.65
444. Baseboard - 3 1/4" stain grade |  |  |  | 37.33 LF |  | 0 |  |  | 5.68 |  |  |  |  | 0 |  |  |  |  | 42.4 |  |  |  | 254.43
445. 1/2" drywall - hung, taped, heavy texture, ready for paint |  |  |  | 86.94 SF |  | 0 |  |  | 3.36 |  |  |  |  | 0 |  |  |  |  | 58.42 |  |  |  | 350.54
446. Seal the surface area w/latex based stain blocker - one coat |  |  |  | 86.94 SF |  | 0 |  |  | 0.63 |  |  |  |  | 0 |  |  |  |  | 10.96 |  |  |  | 65.73
447. Paint the surface area - one coat |  |  |  | 86.94 SF |  | 0 |  |  | 0.69 |  |  |  |  | 0 |  |  |  |  | 12 |  |  |  | 71.99
448. Tile floor covering - Premium grade |  |  |  | 18.99 SF |  | 0 |  |  | 17.35 |  |  |  |  | 0 |  |  |  |  | 65.9 |  |  |  | 395.38
449. Sand & finish wood floor (natural finish) |  |  |  | 37.98 SF |  | 0 |  |  | 3.58 |  |  |  |  | 0 |  |  |  |  | 27.2 |  |  |  | 163.17
450. Oak flooring - select grade - no finish |  |  |  | 37.98 SF |  | 0 |  |  | 9.85 |  |  |  |  | 0 |  |  |  |  | 74.82 |  |  |  | 448.92
451. Carpet pad - High grade |  |  |  | 39.99 SF |  | 0 |  |  | 1.02 |  |  |  |  | 0 |  |  |  |  | 8.16 |  |  |  | 48.95
452. Carpet - Premium grade |  |  |  | 39.99 SF |  | 0 |  |  | 9.23 |  |  |  |  | 0 |  |  |  |  | 73.82 |  |  |  | 442.93
Totals: Kitchen | [13 empty] | 0 |  |  |  |  | 9689.58 |  |  |  | 58137.22
Bedroom3 Formula 14' 3" x 12' 5" x 9'
480.00 SF Walls 656.94 SF Walls & Ceiling 19.66 SY Flooring 128.25 SF Long Wall 53.33 LF Ceil. Perimeter | [10 empty] | 176.94 SF Ceiling 176.94 SF Floor 53.33 LF Floor Perimeter 111.75 SF Short Wall
DESCRIPTION |  |  |  | QTY |  | REMOVE |  |  | REPLACE |  |  |  |  | TAX |  |  |  |  | O&P |  |  |  | TOTAL
453. Smoke detector - High grade |  |  |  | 1.00 EA |  | 0 |  |  | 87.09 |  |  |  |  | 0 |  |  |  |  | 17.42 |  |  |  | 104.51
454. Seal & paint wood shelving, 12"- 24" width |  |  |  | 12.00 LF |  | 0 |  |  | 4.44 |  |  |  |  | 0 |  |  |  |  | 10.66 |  |  |  | 63.94
455. Shelving - 12" - in place |  |  |  | 6.00 LF |  | 0 |  |  | 10.76 |  |  |  |  | 0 |  |  |  |  | 12.92 |  |  |  | 77.48
456. Shelving - 16" - in place |  |  |  | 6.00 LF |  | 0 |  |  | 11.55 |  |  |  |  | 0 |  |  |  |  | 13.86 |  |  |  | 83.16
457. Closet rod |  |  |  | 6.00 LF |  | 0 |  |  | 4.75 |  |  |  |  | 0 |  |  |  |  | 5.7 |  |  |  | 34.2
458. Outlet |  |  |  | 8.00 EA |  | 0 |  |  | 13.27 |  |  |  |  | 0 |  |  |  |  | 21.24 |  |  |  | 127.4
459. Light fixture - High grade |  |  |  | 1.00 EA |  | 0 |  |  | 98.82 |  |  |  |  | 0 |  |  |  |  | 19.76 |  |  |  | 118.58
460. Door knob - interior - High grade |  |  |  | 1.00 EA |  | 0 |  |  | 62.41 |  |  |  |  | 0 |  |  |  |  | 12.48 |  |  |  | 74.89
461. Paint bifold door set - slab only - 2 coats (per side) |  |  |  | 2.00 EA |  | 0 |  |  | 55.02 |  |  |  |  | 0 |  |  |  |  | 22 |  |  |  | 132.04
462. Bifold door set - Birch veneer - Double |  |  |  | 1.00 EA |  | 0 |  |  | 434.33 |  |  |  |  | 0 |  |  |  |  | 86.86 |  |  |  | 521.19
463. Paint door slab only - 2 coats (per side) |  |  |  | 2.00 EA |  | 0 |  |  | 38.93 |  |  |  |  | 0 |  |  |  |  | 15.58 |  |  |  | 93.44
464. Paint door/window trim & jamb - 2 coats (per side) |  |  |  | 2.00 EA |  | 0 |  |  | 31.36 |  |  |  |  | 0 |  |  |  |  | 12.54 |  |  |  | 75.26
465. Interior door unit - High grade |  |  |  | 1.00 EA |  | 0 |  |  | 366.18 |  |  |  |  | 0 |  |  |  |  | 73.24 |  |  |  | 439.42
466. Wallpaper border - Standard grade |  |  |  | 21.33 LF |  | 0 |  |  | 2.62 |  |  |  |  | 0 |  |  |  |  | 11.18 |  |  |  | 67.06
467. Wallpaper - Standard grade |  |  |  | 192.00 SF |  | 0 |  |  | 2.16 |  |  |  |  | 0 |  |  |  |  | 82.94 |  |  |  | 497.66
468. Seal the surface area w/latex based stain blocker - one coat |  |  |  | 192.00 SF |  | 0 |  |  | 0.63 |  |  |  |  | 0 |  |  |  |  | 24.2 |  |  |  | 145.16
469. Seal/prime (1 coat) then paint (1 coat) the surface area |  |  |  | 240.00 SF |  | 0 |  |  | 0.98 |  |  |  |  | 0 |  |  |  |  | 47.04 |  |  |  | 282.24
470. Paneling |  |  |  | 48.00 SF |  | 0 |  |  | 3.76 |  |  |  |  | 0 |  |  |  |  | 36.1 |  |  |  | 216.58
471. 1/2" drywall - hung, taped, heavy texture, ready for paint |  |  |  | 480.00 SF |  | 0 |  |  | 3.36 |  |  |  |  | 0 |  |  |  |  | 322.56 |  |  |  | 1935.36
472. Paint crown moulding, oversized - one coat |  |  |  | 53.33 LF |  | 0 |  |  | 1.04 |  |  |  |  | 0 |  |  |  |  | 11.1 |  |  |  | 66.56
473. Crown moulding - 4 1/4" stain grade |  |  |  | 53.33 LF |  | 0 |  |  | 8.02 |  |  |  |  | 0 |  |  |  |  | 85.54 |  |  |  | 513.25
474. Stain & finish baseboard |  |  |  | 53.33 LF |  | 0 |  |  | 1.51 |  |  |  |  | 0 |  |  |  |  | 16.1 |  |  |  | 96.63
475. Baseboard - 3 1/4" stain grade |  |  |  | 53.33 LF |  | 0 |  |  | 5.68 |  |  |  |  | 0 |  |  |  |  | 60.58 |  |  |  | 363.49
476. 1/2" drywall - hung, taped, heavy texture, ready for paint |  |  |  | 250.19 SF |  | 0 |  |  | 3.36 |  |  |  |  | 0 |  |  |  |  | 168.12 |  |  |  | 1008.76
477. Seal the surface area w/latex based stain blocker - one coat |  |  |  | 250.19 SF |  | 0 |  |  | 0.63 |  |  |  |  | 0 |  |  |  |  | 31.52 |  |  |  | 189.14
478. Paint the surface area - one coat |  |  |  | 250.19 SF |  | 0 |  |  | 0.69 |  |  |  |  | 0 |  |  |  |  | 34.52 |  |  |  | 207.15
479. Tile floor covering - Premium grade |  |  |  | 36.99 SF |  | 0 |  |  | 17.35 |  |  |  |  | 0 |  |  |  |  | 128.36 |  |  |  | 770.14
480. Sand & finish wood floor (natural finish) |  |  |  | 73.98 SF |  | 0 |  |  | 3.58 |  |  |  |  | 0 |  |  |  |  | 52.98 |  |  |  | 317.83
DESCRIPTION |  |  |  | QTY |  | REMOVE |  |  | REPLACE |  |  |  |  | TAX |  |  |  |  | O&P |  |  |  | TOTAL
481. Oak flooring - select grade - no finish |  |  |  | 73.98 SF |  | 0 |  |  | 9.85 |  |  |  |  | 0 |  |  |  |  | 145.74 |  |  |  | 874.44
482. Carpet pad - High grade |  |  |  | 81.39 SF |  | 0 |  |  | 1.02 |  |  |  |  | 0 |  |  |  |  | 16.6 |  |  |  | 99.62
483. Carpet - Premium grade |  |  |  | 81.39 SF |  | 0 |  |  | 9.23 |  |  |  |  | 0 |  |  |  |  | 150.24 |  |  |  | 901.47
Totals: Bedroom3 | [13 empty] | 0 |  |  |  |  | 1749.68 |  |  |  | 10498.05
Bedroom Formula 8' 11" x 8' 11" x 9'
321.00 SF Walls 400.51 SF Walls & Ceiling 8.83 SY Flooring 80.25 SF Long Wall 35.67 LF Ceil. Perimeter | [10 empty] | 79.51 SF Ceiling 79.51 SF Floor 35.67 LF Floor Perimeter 80.25 SF Short Wall
DESCRIPTION |  |  |  | QTY |  | REMOVE |  |  | REPLACE |  |  |  |  | TAX |  |  |  |  | O&P |  |  |  | TOTAL
484. Smoke detector - High grade |  |  |  | 1.00 EA |  | 0 |  |  | 87.09 |  |  |  |  | 0 |  |  |  |  | 17.42 |  |  |  | 104.51
485. Seal & paint wood shelving, 12"- 24" width |  |  |  | 12.00 LF |  | 0 |  |  | 4.44 |  |  |  |  | 0 |  |  |  |  | 10.66 |  |  |  | 63.94
486. Shelving - 12" - in place |  |  |  | 6.00 LF |  | 0 |  |  | 10.76 |  |  |  |  | 0 |  |  |  |  | 12.92 |  |  |  | 77.48
487. Shelving - 16" - in place |  |  |  | 6.00 LF |  | 0 |  |  | 11.55 |  |  |  |  | 0 |  |  |  |  | 13.86 |  |  |  | 83.16
488. Closet rod |  |  |  | 6.00 LF |  | 0 |  |  | 4.75 |  |  |  |  | 0 |  |  |  |  | 5.7 |  |  |  | 34.2
489. Outlet |  |  |  | 8.00 EA |  | 0 |  |  | 13.27 |  |  |  |  | 0 |  |  |  |  | 21.24 |  |  |  | 127.4
490. Light fixture - High grade |  |  |  | 1.00 EA |  | 0 |  |  | 98.82 |  |  |  |  | 0 |  |  |  |  | 19.76 |  |  |  | 118.58
491. Door knob - interior - High grade |  |  |  | 1.00 EA |  | 0 |  |  | 62.41 |  |  |  |  | 0 |  |  |  |  | 12.48 |  |  |  | 74.89
492. Paint bifold door set - slab only - 2 coats (per side) |  |  |  | 2.00 EA |  | 0 |  |  | 55.02 |  |  |  |  | 0 |  |  |  |  | 22 |  |  |  | 132.04
493. Bifold door set - Birch veneer - Double |  |  |  | 1.00 EA |  | 0 |  |  | 434.33 |  |  |  |  | 0 |  |  |  |  | 86.86 |  |  |  | 521.19
494. Paint door slab only - 2 coats (per side) |  |  |  | 2.00 EA |  | 0 |  |  | 38.93 |  |  |  |  | 0 |  |  |  |  | 15.58 |  |  |  | 93.44
495. Paint door/window trim & jamb - 2 coats (per side) |  |  |  | 2.00 EA |  | 0 |  |  | 31.36 |  |  |  |  | 0 |  |  |  |  | 12.54 |  |  |  | 75.26
496. Interior door unit - High grade |  |  |  | 1.00 EA |  | 0 |  |  | 366.18 |  |  |  |  | 0 |  |  |  |  | 73.24 |  |  |  | 439.42
497. Wallpaper border - Standard grade |  |  |  | 14.27 LF |  | 0 |  |  | 2.62 |  |  |  |  | 0 |  |  |  |  | 7.48 |  |  |  | 44.87
498. Wallpaper - Standard grade |  |  |  | 128.40 SF |  | 0 |  |  | 2.16 |  |  |  |  | 0 |  |  |  |  | 55.46 |  |  |  | 332.8
499. Seal the surface area w/latex based stain blocker - one coat |  |  |  | 128.40 SF |  | 0 |  |  | 0.63 |  |  |  |  | 0 |  |  |  |  | 16.18 |  |  |  | 97.07
500. Seal/prime (1 coat) then paint (1 coat) the surface area |  |  |  | 160.50 SF |  | 0 |  |  | 0.98 |  |  |  |  | 0 |  |  |  |  | 31.46 |  |  |  | 188.75
501. Paneling |  |  |  | 32.10 SF |  | 0 |  |  | 3.76 |  |  |  |  | 0 |  |  |  |  | 24.14 |  |  |  | 144.84
DESCRIPTION |  |  |  | QTY |  | REMOVE |  |  | REPLACE |  |  |  |  | TAX |  |  |  |  | O&P |  |  |  | TOTAL
502. 1/2" drywall - hung, taped, heavy texture, ready for paint |  |  |  | 321.00 SF |  | 0 |  |  | 3.36 |  |  |  |  | 0 |  |  |  |  | 215.72 |  |  |  | 1294.28
503. Paint crown moulding, oversized - one coat |  |  |  | 35.67 LF |  | 0 |  |  | 1.04 |  |  |  |  | 0 |  |  |  |  | 7.42 |  |  |  | 44.52
504. Crown moulding - 4 1/4" stain grade |  |  |  | 35.67 LF |  | 0 |  |  | 8.02 |  |  |  |  | 0 |  |  |  |  | 57.22 |  |  |  | 343.29
505. Stain & finish baseboard |  |  |  | 35.67 LF |  | 0 |  |  | 1.51 |  |  |  |  | 0 |  |  |  |  | 10.78 |  |  |  | 64.64
506. Baseboard - 3 1/4" stain grade |  |  |  | 35.67 LF |  | 0 |  |  | 5.68 |  |  |  |  | 0 |  |  |  |  | 40.52 |  |  |  | 243.13
507. 1/2" drywall - hung, taped, heavy texture, ready for paint |  |  |  | 112.42 SF |  | 0 |  |  | 3.36 |  |  |  |  | 0 |  |  |  |  | 75.54 |  |  |  | 453.27
508. Seal the surface area w/latex based stain blocker - one coat |  |  |  | 112.42 SF |  | 0 |  |  | 0.63 |  |  |  |  | 0 |  |  |  |  | 14.16 |  |  |  | 84.98
509. Paint the surface area - one coat |  |  |  | 112.42 SF |  | 0 |  |  | 0.69 |  |  |  |  | 0 |  |  |  |  | 15.52 |  |  |  | 93.09
510. Tile floor covering - Premium grade |  |  |  | 17.50 SF |  | 0 |  |  | 17.35 |  |  |  |  | 0 |  |  |  |  | 60.72 |  |  |  | 364.35
511. Sand & finish wood floor (natural finish) |  |  |  | 35.00 SF |  | 0 |  |  | 3.58 |  |  |  |  | 0 |  |  |  |  | 25.06 |  |  |  | 150.36
512. Oak flooring - select grade - no finish |  |  |  | 35.00 SF |  | 0 |  |  | 9.85 |  |  |  |  | 0 |  |  |  |  | 68.96 |  |  |  | 413.71
513. Carpet pad - High grade |  |  |  | 36.57 SF |  | 0 |  |  | 1.02 |  |  |  |  | 0 |  |  |  |  | 7.46 |  |  |  | 44.76
514. Carpet - Premium grade |  |  |  | 36.57 SF |  | 0 |  |  | 9.23 |  |  |  |  | 0 |  |  |  |  | 67.5 |  |  |  | 405.04
Totals: Bedroom | [13 empty] | 0 |  |  |  |  | 1125.56 |  |  |  | 6753.26
Nook Formula 8' 11" x 8' 11" x 9'
321.00 SF Walls 400.51 SF Walls & Ceiling 8.83 SY Flooring 80.25 SF Long Wall 35.67 LF Ceil. Perimeter | [10 empty] | 79.51 SF Ceiling 79.51 SF Floor 35.67 LF Floor Perimeter 80.25 SF Short Wall
DESCRIPTION |  |  |  | QTY |  | REMOVE |  |  | REPLACE |  |  |  |  | TAX |  |  |  |  | O&P |  |  |  | TOTAL
515. Outlet |  |  |  | 5.00 EA |  | 0 |  |  | 13.27 |  |  |  |  | 0 |  |  |  |  | 13.28 |  |  |  | 79.63
516. Light fixture |  |  |  | 1.00 EA |  | 0 |  |  | 63.51 |  |  |  |  | 0 |  |  |  |  | 12.7 |  |  |  | 76.21
517. Wallpaper border - Standard grade |  |  |  | 14.27 LF |  | 0 |  |  | 2.62 |  |  |  |  | 0 |  |  |  |  | 7.48 |  |  |  | 44.87
518. Wallpaper - Standard grade |  |  |  | 128.40 SF |  | 0 |  |  | 2.16 |  |  |  |  | 0 |  |  |  |  | 55.46 |  |  |  | 332.8
519. Seal the surface area w/latex |  |  |  | 128.40 SF |  | 0 |  |  | 0.63 |  |  |  |  | 0 |  |  |  |  | 16.18 |  |  |  | 97.07
DESCRIPTION |  |  |  | QTY |  | REMOVE |  |  | REPLACE |  |  |  |  | TAX |  |  |  |  | O&P |  |  |  | TOTAL
522. 1/2" drywall - hung, taped, heavy texture, ready for paint |  |  |  | 321.00 SF |  | 0 |  |  | 3.36 |  |  |  |  | 0 |  |  |  |  | 215.72 |  |  |  | 1294.28
523. Paint crown moulding, oversized - one coat |  |  |  | 35.67 LF |  | 0 |  |  | 1.04 |  |  |  |  | 0 |  |  |  |  | 7.42 |  |  |  | 44.52
524. Crown moulding - 4 1/4" stain grade |  |  |  | 35.67 LF |  | 0 |  |  | 8.02 |  |  |  |  | 0 |  |  |  |  | 57.22 |  |  |  | 343.29
525. Stain & finish baseboard |  |  |  | 35.67 LF |  | 0 |  |  | 1.51 |  |  |  |  | 0 |  |  |  |  | 10.78 |  |  |  | 64.64
526. Baseboard - 3 1/4" stain grade |  |  |  | 35.67 LF |  | 0 |  |  | 5.68 |  |  |  |  | 0 |  |  |  |  | 40.52 |  |  |  | 243.13
527. 1/2" drywall - hung, taped, heavy texture, ready for paint |  |  |  | 79.51 SF |  | 0 |  |  | 3.36 |  |  |  |  | 0 |  |  |  |  | 53.44 |  |  |  | 320.59
528. Seal the surface area w/latex based stain blocker - one coat |  |  |  | 79.51 SF |  | 0 |  |  | 0.63 |  |  |  |  | 0 |  |  |  |  | 10.02 |  |  |  | 60.11
529. Paint the surface area - one coat |  |  |  | 79.51 SF |  | 0 |  |  | 0.69 |  |  |  |  | 0 |  |  |  |  | 10.98 |  |  |  | 65.84
530. Tile floor covering - Premium grade |  |  |  | 17.50 SF |  | 0 |  |  | 17.35 |  |  |  |  | 0 |  |  |  |  | 60.72 |  |  |  | 364.35
531. Sand & finish wood floor (natural finish) |  |  |  | 35.00 SF |  | 0 |  |  | 3.58 |  |  |  |  | 0 |  |  |  |  | 25.06 |  |  |  | 150.36
532. Oak flooring - select grade - no finish |  |  |  | 35.00 SF |  | 0 |  |  | 9.85 |  |  |  |  | 0 |  |  |  |  | 68.96 |  |  |  | 413.71
533. Carpet pad - High grade |  |  |  | 36.57 SF |  | 0 |  |  | 1.02 |  |  |  |  | 0 |  |  |  |  | 7.46 |  |  |  | 44.76
534. Carpet - Premium grade |  |  |  | 36.57 SF |  | 0 |  |  | 9.23 |  |  |  |  | 0 |  |  |  |  | 67.5 |  |  |  | 405.04
Totals: Nook | [13 empty] | 0 |  |  |  |  | 796.5 |  |  |  | 4778.79
LivingRoom Formula 17' 9" x 12' 5" x 9'
543.00 SF Walls 763.40 SF Walls & Ceiling 24.49 SY Flooring 159.75 SF Long Wall 60.33 LF Ceil. Perimeter | [10 empty] | 220.40 SF Ceiling 220.40 SF Floor 60.33 LF Floor Perimeter 111.75 SF Short Wall
DESCRIPTION |  |  |  | QTY |  | REMOVE |  |  | REPLACE |  |  |  |  | TAX |  |  |  |  | O&P |  |  |  | TOTAL
535. Outlet |  |  |  | 11.00 EA |  | 0 |  |  | 13.27 |  |  |  |  | 0 |  |  |  |  | 29.2 |  |  |  | 175.17
536. Light fixture - High grade |  |  |  | 1.00 EA |  | 0 |  |  | 98.82 |  |  |  |  | 0 |  |  |  |  | 19.76 |  |  |  | 118.58
537. Wallpaper border - Standard grade |  |  |  | 24.13 LF |  | 0 |  |  | 2.62 |  |  |  |  | 0 |  |  |  |  | 12.64 |  |  |  | 75.86
538. Wallpaper - Standard grade |  |  |  | 217.20 SF |  | 0 |  |  | 2.16 |  |  |  |  | 0 |  |  |  |  | 93.84 |  |  |  | 562.99
539. Seal the surface area w/latex based stain blocker - one coat |  |  |  | 217.20 SF |  | 0 |  |  | 0.63 |  |  |  |  | 0 |  |  |  |  | 27.36 |  |  |  | 164.2
540. Seal/prime (1 coat) then paint (1 coat) the surface area |  |  |  | 271.50 SF |  | 0 |  |  | 0.98 |  |  |  |  | 0 |  |  |  |  | 53.22 |  |  |  | 319.29
541. Paneling |  |  |  | 54.30 SF |  | 0 |  |  | 3.76 |  |  |  |  | 0 |  |  |  |  | 40.84 |  |  |  | 245.01
DESCRIPTION |  |  |  | QTY |  | REMOVE |  |  | REPLACE |  |  |  |  | TAX |  |  |  |  | O&P |  |  |  | TOTAL
542. 1/2" drywall - hung, taped, heavy texture, ready for paint |  |  |  | 543.00 SF |  | 0 |  |  | 3.36 |  |  |  |  | 0 |  |  |  |  | 364.9 |  |  |  | 2189.38
543. Trim board - 1" x 6" - installed (hardwood - oak or =) |  |  |  | 17.75 LF |  | 0 |  |  | 8.18 |  |  |  |  | 0 |  |  |  |  | 29.04 |  |  |  | 174.24
544. Trim board - 1" x 12" - installed (hardwood - oak or =) |  |  |  | 35.50 LF |  | 0 |  |  | 15.25 |  |  |  |  | 0 |  |  |  |  | 108.28 |  |  |  | 649.66
545. 2" x 4" lumber (.667 BF per LF) |  |  |  | 71.00 LF |  | 0 |  |  | 2.58 |  |  |  |  | 0 |  |  |  |  | 36.64 |  |  |  | 219.82
546. Paint crown moulding, oversized - one coat |  |  |  | 60.33 LF |  | 0 |  |  | 1.04 |  |  |  |  | 0 |  |  |  |  | 12.54 |  |  |  | 75.28
547. Crown moulding - 4 1/4" stain grade |  |  |  | 60.33 LF |  | 0 |  |  | 8.02 |  |  |  |  | 0 |  |  |  |  | 96.78 |  |  |  | 580.63
548. Stain & finish baseboard |  |  |  | 60.33 LF |  | 0 |  |  | 1.51 |  |  |  |  | 0 |  |  |  |  | 18.22 |  |  |  | 109.32
549. Baseboard - 3 1/4" stain grade |  |  |  | 60.33 LF |  | 0 |  |  | 5.68 |  |  |  |  | 0 |  |  |  |  | 68.54 |  |  |  | 411.21
550. 1/2" drywall - hung, taped, heavy texture, ready for paint |  |  |  | 220.40 SF |  | 0 |  |  | 3.36 |  |  |  |  | 0 |  |  |  |  | 148.1 |  |  |  | 888.64
551. Seal the surface area w/latex based stain blocker - one coat |  |  |  | 220.40 SF |  | 0 |  |  | 0.63 |  |  |  |  | 0 |  |  |  |  | 27.78 |  |  |  | 166.63
552. Paint the surface area - one coat |  |  |  | 220.40 SF |  | 0 |  |  | 0.69 |  |  |  |  | 0 |  |  |  |  | 30.42 |  |  |  | 182.5
553. Tile floor covering - Premium grade |  |  |  | 45.68 SF |  | 0 |  |  | 17.35 |  |  |  |  | 0 |  |  |  |  | 158.52 |  |  |  | 951.07
554. Sand & finish wood floor (natural finish) |  |  |  | 91.36 SF |  | 0 |  |  | 3.58 |  |  |  |  | 0 |  |  |  |  | 65.42 |  |  |  | 392.49
555. Oak flooring - select grade - no finish |  |  |  | 91.36 SF |  | 0 |  |  | 9.85 |  |  |  |  | 0 |  |  |  |  | 179.98 |  |  |  | 1079.88
556. Carpet pad - High grade |  |  |  | 101.38 SF |  | 0 |  |  | 1.02 |  |  |  |  | 0 |  |  |  |  | 20.68 |  |  |  | 124.09
557. Carpet - Premium grade |  |  |  | 101.38 SF |  | 0 |  |  | 9.23 |  |  |  |  | 0 |  |  |  |  | 187.14 |  |  |  | 1122.88
Totals: LivingRoom | [13 empty] | 0 |  |  |  |  | 1829.84 |  |  |  | 10978.82
Patio Formula 10' 11" x 10' 11" x 9'
393.00 SF Walls 512.17 SF Walls & Ceiling 13.24 SY Flooring 98.25 SF Long Wall 43.67 LF Ceil. Perimeter | [10 empty] | 119.17 SF Ceiling 119.17 SF Floor 43.67 LF Floor Perimeter 98.25 SF Short Wall
DESCRIPTION |  |  |  | QTY |  | REMOVE |  |  | REPLACE |  |  |  |  | TAX |  |  |  |  | O&P |  |  |  | TOTAL
558. Stain/finish deck handrail |  |  |  | 24.56 LF |  | 0 |  |  | 7.16 |  |  |  |  | 0 |  |  |  |  | 35.18 |  |  |  | 211.03
559. Deck guard rail - redwood |  |  |  | 24.56 LF |  | 0 |  |  | 54.09 |  |  |  |  | 0 |  |  |  |  | 265.7 |  |  |  | 1594.15
560. Storm door assembly - High grade |  |  |  | 1.00 EA |  | 0 |  |  | 432.23 |  |  |  |  | 0 |  |  |  |  | 86.44 |  |  |  | 518.67
561. Stud wall - 2" x 6" - 16" oc |  |  |  | 36.00 SF |  | 0 |  |  | 4 |  |  |  |  | 0 |  |  |  |  | 28.8 |  |  |  | 172.8
DESCRIPTION QTY REMOVE REPLACE | [12 empty] | TAX O&P | [8 empty] | TOTAL
562. 1" x 8" lumber (.667 BF per LF) |  |  |  |  | 50.40 LF |  | 0 |  | 4.49 |  |  |  |  | 0 |  |  |  |  | 45.26 |  |  |  | 271.56
563. Roofing felt - 15 lb. |  |  |  |  | 0.46 SQ |  | 0 |  | 35.93 |  |  |  |  | 0 |  |  |  |  | 3.3 |  |  |  | 19.83
564. Metal lath & stucco |  |  |  |  | 50.40 SF |  | 0 |  | 8.86 |  |  |  |  | 0 |  |  |  |  | 89.3 |  |  |  | 535.84
565. House wrap (air/moisture barrier) |  |  |  |  | 21.60 SF |  | 0 |  | 0.32 |  |  |  |  | 0 |  |  |  |  | 1.38 |  |  |  | 8.29
566. Brick veneer - Premium grade |  |  |  |  | 21.60 SF |  | 0 |  | 25.28 |  |  |  |  | 0 |  |  |  |  | 109.22 |  |  |  | 655.27
567. Outlet |  |  |  |  | 1.00 EA |  | 0 |  | 13.27 |  |  |  |  | 0 |  |  |  |  | 2.66 |  |  |  | 15.93
568. Ground fault interrupter (GFI) outlet |  |  |  |  | 1.00 EA |  | 0 |  | 37 |  |  |  |  | 0 |  |  |  |  | 7.4 |  |  |  | 44.4
569. Exterior light fixture |  |  |  |  | 1.00 EA |  | 0 |  | 83.35 |  |  |  |  | 0 |  |  |  |  | 16.68 |  |  |  | 100.03
570. Soffit - metal |  |  |  |  | 119.17 SF |  | 0 |  | 7.08 |  |  |  |  | 0 |  |  |  |  | 168.74 |  |  |  | 1012.46
571. Sheathing - plywood - 1/2" CDX |  |  |  |  | 193.75 SF |  | 0 |  | 2.41 |  |  |  |  | 0 |  |  |  |  | 93.38 |  |  |  | 560.32
572. 2" x 4" lumber (.667 BF per LF) |  |  |  |  | 44.85 LF |  | 0 |  | 2.58 |  |  |  |  | 0 |  |  |  |  | 23.14 |  |  |  | 138.85
573. 2" x 6" lumber (1 BF per LF) |  |  |  |  | 21.83 LF |  | 0 |  | 3.04 |  |  |  |  | 0 |  |  |  |  | 13.28 |  |  |  | 79.64
574. Truss - 4/12 slope |  |  |  |  | 76.42 LF |  | 0 |  | 9.03 |  |  |  |  | 0 |  |  |  |  | 138.02 |  |  |  | 828.09
575. Laminated - Premium grd - comp. |  |  |  |  | 3.00 SQ |  | 0 |  | 336.58 |  |  |  |  | 0 |  |  |  |  | 201.94 |  |  |  | 1211.68
shingle rfg. - w/ felt
576. 6" x 6" square wood post (3 BF per LF) |  |  |  |  | 33.00 LF |  | 0 |  | 9.67 |  |  |  |  | 0 |  |  |  |  | 63.82 |  |  |  | 382.93
577. Framing hurricane tie |  |  |  |  | 7.00 EA |  | 0 |  | 8.08 |  |  |  |  | 0 |  |  |  |  | 11.32 |  |  |  | 67.88
Totals: Patio | [13 empty] | 0 |  |  |  |  | 1404.96 |  |  |  | 8429.65
Hallway Formula 13' 4" x 5' 4" x 9'
336.00 SF Walls 407.11 SF Walls & Ceiling 7.90 SY Flooring 120.00 SF Long Wall 37.33 LF Ceil. Perimeter | [11 empty] | 71.11 SF Ceiling 71.11 SF Floor 37.33 LF Floor Perimeter 48.00 SF Short Wall
| DESCRIPTION |  |  |  | QTY |  | REMOVE |  |  | REPLACE |  |  |  |  | TAX |  |  |  |  | O&P |  |  |  | TOTAL
| 578. Smoke detector - High grade |  |  |  | 1.00 EA |  | 0 |  |  | 87.09 |  |  |  |  | 0 |  |  |  |  | 17.42 |  |  |  | 104.51
| 579. Outlet |  |  |  | 3.00 EA |  | 0 |  |  | 13.27 |  |  |  |  | 0 |  |  |  |  | 7.96 |  |  |  | 47.77
| 580. Light fixture - High grade |  |  |  | 1.00 EA |  | 0 |  |  | 98.82 |  |  |  |  | 0 |  |  |  |  | 19.76 |  |  |  | 118.58
| 581. Wallpaper border - Standard grade |  |  |  | 14.93 LF |  | 0 |  |  | 2.62 |  |  |  |  | 0 |  |  |  |  | 7.82 |  |  |  | 46.94
| 582. Wallpaper - Standard grade |  |  |  | 134.40 SF |  | 0 |  |  | 2.16 |  |  |  |  | 0 |  |  |  |  | 58.06 |  |  |  | 348.36
| 583. Seal the surface area w/latex based stain blocker - one coat |  |  |  | 134.40 SF |  | 0 |  |  | 0.63 |  |  |  |  | 0 |  |  |  |  | 16.94 |  |  |  | 101.61
DESCRIPTION |  |  |  | QTY |  | REMOVE |  |  | REPLACE |  |  |  |  | TAX |  |  |  |  | O&P |  |  |  | TOTAL
584. Seal/prime (1 coat) then paint (1 coat) the surface area |  |  |  | 168.00 SF |  | 0 |  |  | 0.98 |  |  |  |  | 0 |  |  |  |  | 32.92 |  |  |  | 197.56
585. Paneling |  |  |  | 33.60 SF |  | 0 |  |  | 3.76 |  |  |  |  | 0 |  |  |  |  | 25.26 |  |  |  | 151.6
586. 1/2" drywall - hung, taped, heavy texture, ready for paint |  |  |  | 336.00 SF |  | 0 |  |  | 3.36 |  |  |  |  | 0 |  |  |  |  | 225.8 |  |  |  | 1354.76
587. Paint crown moulding, oversized - one coat |  |  |  | 37.33 LF |  | 0 |  |  | 1.04 |  |  |  |  | 0 |  |  |  |  | 7.76 |  |  |  | 46.58
588. Crown moulding - 4 1/4" stain grade |  |  |  | 37.33 LF |  | 0 |  |  | 8.02 |  |  |  |  | 0 |  |  |  |  | 59.88 |  |  |  | 359.27
589. Stain & finish baseboard |  |  |  | 37.33 LF |  | 0 |  |  | 1.51 |  |  |  |  | 0 |  |  |  |  | 11.28 |  |  |  | 67.65
590. Baseboard - 3 1/4" stain grade |  |  |  | 37.33 LF |  | 0 |  |  | 5.68 |  |  |  |  | 0 |  |  |  |  | 42.4 |  |  |  | 254.43
591. 1/2" drywall - hung, taped, heavy texture, ready for paint |  |  |  | 71.11 SF |  | 0 |  |  | 3.36 |  |  |  |  | 0 |  |  |  |  | 47.78 |  |  |  | 286.71
592. Seal the surface area w/latex based stain blocker - one coat |  |  |  | 71.11 SF |  | 0 |  |  | 0.63 |  |  |  |  | 0 |  |  |  |  | 8.96 |  |  |  | 53.76
593. Paint the surface area - one coat |  |  |  | 71.11 SF |  | 0 |  |  | 0.69 |  |  |  |  | 0 |  |  |  |  | 9.82 |  |  |  | 58.89
594. Tile floor covering - Premium grade |  |  |  | 15.82 SF |  | 0 |  |  | 17.35 |  |  |  |  | 0 |  |  |  |  | 54.9 |  |  |  | 329.38
595. Sand & finish wood floor (natural finish) |  |  |  | 31.64 SF |  | 0 |  |  | 3.58 |  |  |  |  | 0 |  |  |  |  | 22.66 |  |  |  | 135.93
596. Oak flooring - select grade - no finish |  |  |  | 31.64 SF |  | 0 |  |  | 9.85 |  |  |  |  | 0 |  |  |  |  | 62.34 |  |  |  | 373.99
597. Carpet pad - High grade |  |  |  | 32.71 SF |  | 0 |  |  | 1.02 |  |  |  |  | 0 |  |  |  |  | 6.68 |  |  |  | 40.04
598. Carpet - Premium grade |  |  |  | 32.71 SF |  | 0 |  |  | 9.23 |  |  |  |  | 0 |  |  |  |  | 60.38 |  |  |  | 362.29
Totals: Hallway | [13 empty] | 0 |  |  |  |  | 806.78 |  |  |  | 4840.61
DiningRoom Formula 16' x 10' 8" x 9'
480.00 SF Walls 650.67 SF Walls & Ceiling 18.96 SY Flooring 144.00 SF Long Wall 53.33 LF Ceil. Perimeter | [10 empty] | 170.67 SF Ceiling 170.67 SF Floor 53.33 LF Floor Perimeter 96.00 SF Short Wall
DESCRIPTION |  |  |  | QTY |  | REMOVE |  |  | REPLACE |  |  |  |  | TAX |  |  |  |  | O&P |  |  |  | TOTAL
599. Outlet |  |  |  | 5.00 EA |  | 0 |  |  | 13.27 |  |  |  |  | 0 |  |  |  |  | 13.28 |  |  |  | 79.63
600. Light fixture - High grade |  |  |  | 1.00 EA |  | 0 |  |  | 98.82 |  |  |  |  | 0 |  |  |  |  | 19.76 |  |  |  | 118.58
601. Wallpaper border - Standard grade |  |  |  | 21.33 LF |  | 0 |  |  | 2.62 |  |  |  |  | 0 |  |  |  |  | 11.18 |  |  |  | 67.06
602. Wallpaper - Standard grade |  |  |  | 192.00 SF |  | 0 |  |  | 2.16 |  |  |  |  | 0 |  |  |  |  | 82.94 |  |  |  | 497.66
603. Seal the surface area w/latex based stain blocker - one coat |  |  |  | 192.00 SF |  | 0 |  |  | 0.63 |  |  |  |  | 0 |  |  |  |  | 24.2 |  |  |  | 145.16
CONTINUED - DiningRoom
| DESCRIPTION |  |  |  | QTY |  | REMOVE |  |  | REPLACE |  |  |  |  | TAX |  |  |  |  | O&P |  |  |  | TOTAL
| 604. Seal/prime (1 coat) then paint (1 coat) the surface area |  |  |  | 240.00 SF |  | 0 |  |  | 0.98 |  |  |  |  | 0 |  |  |  |  | 47.04 |  |  |  | 282.24
| 605. Paneling |  |  |  | 48.00 SF |  | 0 |  |  | 3.76 |  |  |  |  | 0 |  |  |  |  | 36.1 |  |  |  | 216.58
| 606. 1/2" drywall - hung, taped, heavy texture, ready for paint |  |  |  | 480.00 SF |  | 0 |  |  | 3.36 |  |  |  |  | 0 |  |  |  |  | 322.56 |  |  |  | 1935.36
| 607. Paint crown moulding, oversized - one coat |  |  |  | 53.33 LF |  | 0 |  |  | 1.04 |  |  |  |  | 0 |  |  |  |  | 11.1 |  |  |  | 66.56
| 608. Crown moulding - 4 1/4" stain grade |  |  |  | 53.33 LF |  | 0 |  |  | 8.02 |  |  |  |  | 0 |  |  |  |  | 85.54 |  |  |  | 513.25
| 609. Stain & finish baseboard |  |  |  | 53.33 LF |  | 0 |  |  | 1.51 |  |  |  |  | 0 |  |  |  |  | 16.1 |  |  |  | 96.63
| 610. Baseboard - 3 1/4" stain grade |  |  |  | 53.33 LF |  | 0 |  |  | 5.68 |  |  |  |  | 0 |  |  |  |  | 60.58 |  |  |  | 363.49
| 611. 1/2" drywall - hung, taped, heavy texture, ready for paint |  |  |  | 170.67 SF |  | 0 |  |  | 3.36 |  |  |  |  | 0 |  |  |  |  | 114.7 |  |  |  | 688.15
| 612. Seal the surface area w/latex based stain blocker - one coat |  |  |  | 170.67 SF |  | 0 |  |  | 0.63 |  |  |  |  | 0 |  |  |  |  | 21.5 |  |  |  | 129.02
| 613. Paint the surface area - one coat |  |  |  | 170.67 SF |  | 0 |  |  | 0.69 |  |  |  |  | 0 |  |  |  |  | 23.56 |  |  |  | 141.32
| 614. Tile floor covering - Premium grade |  |  |  | 35.73 SF |  | 0 |  |  | 17.35 |  |  |  |  | 0 |  |  |  |  | 123.98 |  |  |  | 743.9
| 615. Sand & finish wood floor (natural finish) |  |  |  | 71.47 SF |  | 0 |  |  | 3.58 |  |  |  |  | 0 |  |  |  |  | 51.18 |  |  |  | 307.04
| 616. Oak flooring - select grade - no finish |  |  |  | 71.47 SF |  | 0 |  |  | 9.85 |  |  |  |  | 0 |  |  |  |  | 140.8 |  |  |  | 844.78
| 617. Carpet pad - High grade |  |  |  | 78.51 SF |  | 0 |  |  | 1.02 |  |  |  |  | 0 |  |  |  |  | 16.02 |  |  |  | 96.1
| 618. Carpet - Premium grade |  |  |  | 78.51 SF |  | 0 |  |  | 9.23 |  |  |  |  | 0 |  |  |  |  | 144.94 |  |  |  | 869.59
| Totals: DiningRoom | [13 empty] | 0 |  |  |  |  | 1367.06 |  |  |  | 8202.1
| Line Item Totals: R_2-M-C-CU_NBFR | [13 empty] | 0 |  |  |  |  | 80083.64 |  |  |  | 480499.54
Grand Total Areas:
5574 |  |  | SF Walls |  | 1521.17 |  |  | SF Ceiling | [5 empty] | 7095.17 |  |  |  | SF Walls and Ceiling
1521.17 |  |  | SF Floor |  | 169.02 |  |  | SY Flooring | [5 empty] | 619.33 |  |  |  | LF Floor Perimeter
1569.75 |  |  | SF Long Wall |  | 1217.25 |  |  | SF Short Wall | [5 empty] | 619.33 |  |  |  | LF Ceil. Perimeter
0 |  |  | Floor Area |  | 0 |  |  | Total Area | [5 empty] | 0 |  |  |  | Interior Wall Area
0 |  |  | Exterior Wall Area |  | 0 |  |  | Exterior Perimeter of Walls
0 |  |  | Surface Area |  | 0 |  |  | Number of Squares | [5 empty] | 0 |  |  |  | Total Perimeter Length
0 |  |  | Total Ridge Length |  | 0 |  |  | Total Hip Length
Summary
Line Item Total | [20 empty] | 400415.9
Overhead | [20 empty] | 40041.82
Profit | [20 empty] | 40041.82
Replacement Cost Value | [20 empty] | 480499.54
Net Claim | [20 empty] | 480499.54
DS
Recap of Taxes, Overhead and Profit
|  |  |  | Overhead (10%) | [9 empty] | Profit (10%)
Line Items |  |  |  | 40041.82 | [9 empty] | 40041.82
Total |  |  |  | 40041.82 | [9 empty] | 40041.82
Recap by Room
Estimate: R_2-M-C-CU_NBFR
StructureLevelLineItems | [16 empty] | 229343.99 | [5 empty] | 57.28%
EntryFoyer | [16 empty] | 2581.78 | [5 empty] | 0.64%
Bath | [16 empty] | 22016.03 | [5 empty] | 5.5%
Bath3 | [16 empty] | 7570.53 | [5 empty] | 1.89%
Bath2 | [16 empty] | 18959.86 | [5 empty] | 4.74%
LaundryRoom | [16 empty] | 4079.35 | [5 empty] | 1.02%
UtilityRoom | [16 empty] | 4427.18 | [5 empty] | 1.11%
WalkInCloset | [16 empty] | 4473.85 | [5 empty] | 1.12%
FamilyRoom | [16 empty] | 5732.52 | [5 empty] | 1.43%
Bedroom2 | [16 empty] | 7382.27 | [5 empty] | 1.84%
Kitchen | [16 empty] | 48447.64 | [5 empty] | 12.1%
Bedroom3 | [16 empty] | 8748.37 | [5 empty] | 2.18%
Bedroom | [16 empty] | 5627.7 | [5 empty] | 1.41%
Nook | [16 empty] | 3982.29 | [5 empty] | 0.99%
LivingRoom | [16 empty] | 9148.98 | [5 empty] | 2.28%
Patio | [16 empty] | 7024.69 | [5 empty] | 1.75%
Hallway | [16 empty] | 4033.83 | [5 empty] | 1.01%
DiningRoom | [16 empty] | 6835.04 | [5 empty] | 1.71%
Subtotal of Areas | [16 empty] | 400415.9 | [5 empty] | 100%
Total | [16 empty] | 400415.9 | [5 empty] | 100%
O&P Items | [5 empty] | Recap by Category | [9 empty] | Total | [5 empty] | %
APPLIANCES | [15 empty] | 18595.12 | [5 empty] | 3.87%
CABINETRY | [15 empty] | 31339.24 | [5 empty] | 6.52%
GENERAL DEMOLITION | [15 empty] | 3444 | [5 empty] | 0.72%
DOORS | [15 empty] | 8202.98 | [5 empty] | 1.71%
DRYWALL | [15 empty] | 24352.1 | [5 empty] | 5.07%
ELECTRICAL | [15 empty] | 12281.85 | [5 empty] | 2.56%
ELECTRICAL - SPECIAL SYSTEMS | [15 empty] | 2753.86 | [5 empty] | 0.57%
FLOOR COVERING - CARPET | [15 empty] | 7068.02 | [5 empty] | 1.47%
FLOOR COVERING - CERAMIC TILE | [15 empty] | 5309.13 | [5 empty] | 1.1%
FLOOR COVERING - WOOD | [15 empty] | 8219 | [5 empty] | 1.71%
FINISH CARPENTRY / TRIMWORK | [15 empty] | 17566.99 | [5 empty] | 3.66%
FINISH HARDWARE | [15 empty] | 1478.74 | [5 empty] | 0.31%
FIREPLACES | [15 empty] | 28085.24 | [5 empty] | 5.85%
FRAMING & ROUGH CARPENTRY | [15 empty] | 60228.15 | [5 empty] | 12.53%
HEAT, VENT & AIR CONDITIONING | [15 empty] | 16405.78 | [5 empty] | 3.41%
INSULATION | [15 empty] | 14526.68 | [5 empty] | 3.02%
LIGHT FIXTURES | [15 empty] | 5333.78 | [5 empty] | 1.11%
MASONRY | [15 empty] | 26123.58 | [5 empty] | 5.44%
MARBLE - CULTURED OR NATURAL | [15 empty] | 10033.2 | [5 empty] | 2.09%
MIRRORS & SHOWER DOORS | [15 empty] | 1647.94 | [5 empty] | 0.34%
PLUMBING | [15 empty] | 27545.66 | [5 empty] | 5.73%
PANELING & WOOD WALL FINISHES | [15 empty] | 1948.07 | [5 empty] | 0.41%
PAINTING | [15 empty] | 11949.27 | [5 empty] | 2.49%
ROOFING | [15 empty] | 8592.89 | [5 empty] | 1.79%
SIDING | [15 empty] | 893.64 | [5 empty] | 0.19%
SOFFIT, FASCIA, & EAVESTROUGH | [15 empty] | 5159.5 | [5 empty] | 1.07%
STAIRS | [15 empty] | 836.43 | [5 empty] | 0.17%
STUCCO & EXTERIOR PLASTER | [15 empty] | 23483.87 | [5 empty] | 4.89%
TILE | [15 empty] | 1057.2 | [5 empty] | 0.22%
WINDOWS - ALUMINUM | [15 empty] | 1204.98 | [5 empty] | 0.25%
WINDOWS - SLIDING PATIO DOORS | [15 empty] | 1615.3 | [5 empty] | 0.34%
WINDOWS - VINYL | [15 empty] | 8054.06 | [5 empty] | 1.68%
WALLPAPER | [15 empty] | 5079.65 | [5 empty] | 1.06%
O&P Items Subtotal | [15 empty] | 400415.9 | [5 empty] | 83.33%
Overhead | [15 empty] | 40041.82 | [5 empty] | 8.33%
Profit | [15 empty] | 40041.82 | [5 empty] | 8.33%
Total | [15 empty] | 480499.54 | [5 empty] | 100%